## Sheet1
| Country | Bidding Zone | Installed Capacity [MW] | Name | Production Type | Voltage Connection Level [kV]
54W-KOMAN0000066 | Albania | 10YAL-KESH-----5 | 600 | KOMANG | Hydro Water Reservoir | 220
54W-FIERZ000001A | Albania | 10YAL-KESH-----5 | 500 | FIERZAG | Hydro Water Reservoir | 220
54W-BANJA002308X | Albania | 10YAL-KESH-----5 | 72 | BANJAG | Hydro Water Reservoir | 220
54W-VAUDEJES011D | Albania | 10YAL-KESH-----5 | 250 | VAUDEJG | Hydro Water Reservoir | 220
14W-KW-THE-EVN-7 | Austria | 10YAT-APG------L | 765 | Kraftwerk Theiß | Fossil Gas | 110
14W-KW-DU2-EVN-K | Austria | 10YAT-APG------L | 381.4 | Kraftwerk Dürnrohr | Fossil Hard coal | 110
14W-KW-KO2-EVN-5 | Austria | 10YAT-APG------L | 152 | Kraftwerk Korneuburg | Fossil Gas | 110
14W-BOW-KW-----9 | Austria | 10YAT-APG------L | 179 | Ottensheim-Wilhering | Hydro Run-of-river and poundage | 110
14WLSG-MITTE---U | Austria | 10YAT-APG------L | 216.8 | FHKW Linz Mitte | Fossil Gas | 110
14WLSG-1SUED---5 | Austria | 10YAT-APG------L | 158 | FHKW Linz Süd | Fossil Gas | 110
14W-BAW-KW-----F | Austria | 10YAT-APG------L | 328 | Altenwörth | Hydro Run-of-river and poundage | 380
14W-BYP-KW-----6 | Austria | 10YAT-APG------L | 236.5 | Ybbs-Persenbeug | Hydro Run-of-river and poundage | 380
14W-TKO-KW-----S | Austria | 10YAT-APG------L | 112.8 | Kaprun-Oberstufe | Hydro Pumped Storage | 110
14W-DMO-KW-----D | Austria | 10YAT-APG------L | 120 | Malta-Oberstufe | Hydro Pumped Storage | 110
14W-WDR-KW-----2 | Austria | 10YAT-APG------L | 380 | DKW Dürnrohr | Fossil Hard coal | 380
14W-BAA-KW-----D | Austria | 10YAT-APG------L | 168 | Abwinden-Asten | Hydro Run-of-river and poundage | 110
14W-BFR-KW-----A | Austria | 10YAT-APG------L | 172 | Freudenau | Hydro Run-of-river and poundage | 110
14W-BAS-KW-----I | Austria | 10YAT-APG------L | 287.4 | Aschach | Hydro Run-of-river and poundage | 380
14W-TZG-KW-----H | Austria | 10YAT-APG------L | 200.2 | Gerlos | Hydro Water Reservoir | 110
14W-TZR-KW-----I | Austria | 10YAT-APG------L | 231 | Roßhag | Hydro Pumped Storage | 380
14WENERGIE--WT02 | Austria | 10YAT-APG------L | 400 | Kraftwerk Timelkam Gesamtanlage | Fossil Gas | 110
14W-TKH-KW-----O | Austria | 10YAT-APG------L | 260 | Kaprun-Hauptstufe | Hydro Water Reservoir | 110
14W-DMH-KW-----9 | Austria | 10YAT-APG------L | 730 | Malta-Hauptstufe | Hydro Pumped Storage | 380
14W-WNW-KW-----R | Austria | 10YAT-APG------L | 150 | FHKW Neudorf/Werndorf | Fossil Oil | 110
14W-PROD-LAU---8 | Austria | 10YAT-APG------L | 140 | KW Leopoldau | Fossil Gas | 380
14W-BWM-KW-----L | Austria | 10YAT-APG------L | 210 | Wallsee-Mitterkirchen | Hydro Run-of-river and poundage | 380
14W-WML-KW-----0 | Austria | 10YAT-APG------L | 200 | FHKW Mellach | Fossil Hard coal | 110
14W-TKP-KW-----I | Austria | 10YAT-APG------L | 480 | Limberg II | Hydro Pumped Storage | 380
14W-TKS-KW-----P | Austria | 10YAT-APG------L | 120 | Kaprun-Schwarzach | Hydro Water Reservoir | 110
14W-PROD-DO----O | Austria | 10YAT-APG------L | 395 | KW Donaustadt | Fossil Gas | 380
14W-PROD-SIM---P | Austria | 10YAT-APG------L | 1272.2 | KW Simmering | Fossil Gas | 380
14WENERGIEAGWR05 | Austria | 10YAT-APG------L | 150 | Kraftwerk Riedersbach 2 | Fossil Hard coal | 110
14W-TZMA-KW----N | Austria | 10YAT-APG------L | 355 | Mayrhofen | Hydro Water Reservoir | 380
14W-TZH-KW-----7 | Austria | 10YAT-APG------L | 360 | Häusling | Hydro Pumped Storage | 380
14W-BME-KW-----Q | Austria | 10YAT-APG------L | 187 | Melk | Hydro Run-of-river and poundage | 110
14W-BGS-KW-----Q | Austria | 10YAT-APG------L | 293 | Greifenstein | Hydro Run-of-river and poundage | 380
14W-WGM-KW-----J | Austria | 10YAT-APG------L | 838 | GDK-Mellach | Fossil Gas | 380
14W-E110349----M | Austria | 10YAT-APG------L | 114 | Kraftwerk Oschenik | Hydro Pumped Storage | 110
14W-E110354----8 | Austria | 10YAT-APG------L | 100 | Kraftwerk Außerfragant | Hydro Water Reservoir | 110
14W-E110352----K | Austria | 10YAT-APG------L | 140 | Kraftwerk Feldsee | Hydro Pumped Storage | 110
14W-VOEST-KW---0 | Austria | 10YAT-APG------L | 153 | voestalpine KW Linz | Fossil Gas | 110
14W-DRP-KW-----M | Austria | 10YAT-APG------L | 430 | Reisseck 2 | Hydro Pumped Storage | 380
14W-KW-HMUHR---R | Austria | 10YAT-APG------L | 107 | Kraftwerk Hintermuhr | Hydro Pumped Storage | 110
11WD2KAUT0001512 | Austria | 10YAT-APG------L | 392 | KW Kaunertal | Hydro Water Reservoir | 220
22WSAINT-000221B | Belgium | 10YBE----------2 | 350 | SAINT-GHISLAIN STEG | Fossil Gas | 150
22WDOELX40000793 | Belgium | 10YBE----------2 | 1038 | DOEL 4 | Nuclear | 380
22WCOOXII000070C | Belgium | 10YBE----------2 | 690 | COO II T | Hydro Pumped Storage | 380
22WDROGEN0000863 | Belgium | 10YBE----------2 | 465 | DROGENBOS TGV | Fossil Gas | 150
22WINESCO000149P | Belgium | 10YBE----------2 | 133 | INESCO WKK | Fossil Gas | 150
22WMARCIN000179H | Belgium | 10YBE----------2 | 405 | Marcinelle Energie (Carsid) | Fossil Gas | 150
22WSCHELD0002261 | Belgium | 10YBE----------2 | 140 | Scheldelaan Exxonmobil | Fossil Gas | 150
22WTHORNT000237E | Belgium | 10YBE----------2 | 147.6 | Thorntonbank - C-Power - Area NE | Wind Offshore | 150
22WDOELX3000078D | Belgium | 10YBE----------2 | 1006 | DOEL 3 | Nuclear | 380
22WTHORNT000238C | Belgium | 10YBE----------2 | 177.6 | Thorntonbank - C-Power - Area SW | Wind Offshore | 150
22WT-POWE000244W | Belgium | 10YBE----------2 | 419.8 | T-power Beringen | Fossil Gas | 150
22WCOOXIX000067T | Belgium | 10YBE----------2 | 474 | COO I T | Hydro Pumped Storage | 380
22WDOELX1000076X | Belgium | 10YBE----------2 | 433 | DOEL 1 | Nuclear | 380
22WRODENH000213L | Belgium | 10YBE----------2 | 268 | RODENHUIZE 4 | Biomass | 150
22WBELWIN0000271 | Belgium | 10YBE----------2 | 171 | Belwind Phase 1 | Wind Offshore | 150
22WHERDER0001288 | Belgium | 10YBE----------2 | 465 | HERDERSBRUG STEG | Fossil Gas | 150
22WRINGVA000209C | Belgium | 10YBE----------2 | 357 | RINGVAART STEG | Fossil Gas | 150
22WDOELX2000077N | Belgium | 10YBE----------2 | 433 | DOEL 2 | Nuclear | 380
22WZELZAT0002618 | Belgium | 10YBE----------2 | 315 | Zelzate 2 Knippegroen | Fossil Gas | 150
22WZANDVL000255D | Belgium | 10YBE----------2 | 384 | Zandvliet Power | Fossil Gas | 150
22WTIHANG000239G | Belgium | 10YBE----------2 | 481 | TIHANGE 1N | Nuclear | 380
22WTIHANG000242R | Belgium | 10YBE----------2 | 1045.8 | TIHANGE 3 | Nuclear | 380
22WTIHANG000241T | Belgium | 10YBE----------2 | 1008 | TIHANGE 2 | Nuclear | 380
22WTIHANG000240V | Belgium | 10YBE----------2 | 481 | TIHANGE 1S | Nuclear | 380
22WLANGER0001694 | Belgium | 10YBE----------2 | 235 | LANGERLO 1 | Fossil Hard coal | 150
22WNORTHW000187B | Belgium | 10YBE----------2 | 216 | Northwind | Wind Offshore | 220
22WAMERCO000010Y | Belgium | 10YBE----------2 | 451 | Amercoeur 1 R TGV | Fossil Gas | 150
22WESCH-S0000967 | Belgium | 10YBE----------2 | 376.4 | ESCH-SUR-ALZETTE STEG | Fossil Gas | 220
22WPLATEX000208N | Belgium | 10YBE----------2 | 144 | PLATE TAILLE T | Hydro Pumped Storage | 150
22WLANGER000171H | Belgium | 10YBE----------2 | 235 | LANGERLO 2 | Fossil Hard coal | 150
22W20161130----Z | Belgium | 10YBE----------2 | 165 | Nobelwind Offshore Windpark | Wind Offshore | 220
22W20180628----H | Belgium | 10YBE----------2 | 308 | Rentel Offshore WP | Wind Offshore | 220
22W20181005PU--J | Belgium | 10YBE----------2 | 255 | VILVOORDE GT | Fossil Gas | 150
22W201806271---D | Belgium | 10YBE----------2 | 470 | EDF Luminus Seraing TGV | Fossil Gas | 220
22W201902131---T | Belgium | 10YBE----------2 | 369.6 | Norther Offshore WP | Wind Offshore | 220
22W201909111---M | Belgium | 10YBE----------2 | 219.1 | Northwester 2 | Wind Offshore | 220
36W-TE-TUZLA---K | Bosnia and Herzegovina | 10YBA-JPCC-----D | 730 | TE_TUZLA | Fossil Brown coal/Lignite | 220
36W-TE-UGLJEVIKN | Bosnia and Herzegovina | 10YBA-JPCC-----D | 269 | TE_UGLJEVIK | Fossil Brown coal/Lignite | 400
36W-TE-GACKO---O | Bosnia and Herzegovina | 10YBA-JPCC-----D | 269 | TE_GACKO | Fossil Brown coal/Lignite | 400
36W-HE-VISEGRADJ | Bosnia and Herzegovina | 10YBA-JPCC-----D | 315 | HE_VISEGRAD | Hydro Water Reservoir | 400
36W-HE-DUBROV--K | Bosnia and Herzegovina | 10YBA-JPCC-----D | 126 | HE_DUBROVNIK | Hydro Water Reservoir | 220
36W-TE-KAKANJ--S | Bosnia and Herzegovina | 10YBA-JPCC-----D | 416 | TE_KAKANJ | Fossil Brown coal/Lignite | 220
36W-TE-STANARI-V | Bosnia and Herzegovina | 10YBA-JPCC-----D | 300 | TE_STANARI | Fossil Brown coal/Lignite | 400
36W-HECAPLJINA-1 | Bosnia and Herzegovina | 10YBA-JPCC-----D | 440 | HE_CAPLJINA | Hydro Pumped Storage | 220
32W001100100050N | Bulgaria | 10YCA-BULGARIA-R | 105 | CHP_EVN_PLOVDIV | Fossil Gas | 220
32W001100100218B | Bulgaria | 10YCA-BULGARIA-R | 570 | TEC_BOBOVDOL_EAD | Fossil Brown coal/Lignite | 400
32W0011001002199 | Bulgaria | 10YCA-BULGARIA-R | 420 | TPP_VARNA_BG | Fossil Gas | 400
32W001100100070H | Bulgaria | 10YCA-BULGARIA-R | 375 | PSHPP_BELMEKEN | Hydro Water Reservoir | 220
32W001100100071F | Bulgaria | 10YCA-BULGARIA-R | 240 | HPP_SESTRIMO | Hydro Water Reservoir | 220
32W0011001000781 | Bulgaria | 10YCA-BULGARIA-R | 160 | PSHPP_ORFEUS_GEN | Hydro Water Reservoir | 220
32W0011001000749 | Bulgaria | 10YCA-BULGARIA-R | 135 | HPP_PESHTERA | Hydro Water Reservoir | 220
32W001100100072D | Bulgaria | 10YCA-BULGARIA-R | 120 | HPP_MOMINA_KLISU | Hydro Water Reservoir | 220
32W0011001000692 | Bulgaria | 10YCA-BULGARIA-R | 864 | PSHPP_CHAIRA_GEN | Hydro Pumped Storage | 400
32W001100100115L | Bulgaria | 10YCA-BULGARIA-R | 156 | WPP_SVETI_NIKOLA | Wind Onshore | 220
32W0011001000676 | Bulgaria | 10YCA-BULGARIA-R | 257 | CHP_LUKOIL_NEFTO | Fossil Gas | 220
32W001100100063E | Bulgaria | 10YCA-BULGARIA-R | 908 | TPP_MI3 | Fossil Brown coal/Lignite | 400
32W001100100233F | Bulgaria | 10YCA-BULGARIA-R | 200 | CHP_BRIKEL_1 | Fossil Brown coal/Lignite | 220
32W001100100005S | Bulgaria | 10YCA-BULGARIA-R | 105 | CHP_REPUBLIKA_PK | Fossil Brown coal/Lignite | 220
32W0011001000838 | Bulgaria | 10YCA-BULGARIA-R | 110 | HPP_KARDZHALI | Hydro Water Reservoir | 220
32W001100100089X | Bulgaria | 10YCA-BULGARIA-R | 110 | TOPLO_RUSE | Fossil Hard coal | 400
32W001100100088Z | Bulgaria | 10YCA-BULGARIA-R | 120 | TEC_MARITSA_3_AD | Fossil Brown coal/Lignite | 400
32W0011001000854 | Bulgaria | 10YCA-BULGARIA-R | 114 | HPP_IVAILOVGRAD | Hydro Water Reservoir | 220
32W001100100026K | Bulgaria | 10YCA-BULGARIA-R | 132 | CHP_DEVEN | Fossil Hard coal | 220
32W001100100022S | Bulgaria | 10YCA-BULGARIA-R | 120 | CHP_SVILOZA | Fossil Hard coal | 220
32W001100100023Q | Bulgaria | 10YCA-BULGARIA-R | 180 | CHP_RUSE | Fossil Hard coal | 220
32W001100100153D | Bulgaria | 10YCA-BULGARIA-R | 1604 | TPP_MI_2 | Fossil Brown coal/Lignite | 400
32W001100100217D | Bulgaria | 10YCA-BULGARIA-R | 2080 | NPP_KOZLODUY | Nuclear | 400
32W001100100294W | Bulgaria | 10YCA-BULGARIA-R | 686 | AES_MI1 | Fossil Brown coal/Lignite | 400
27W-PU-EPC1----Y | Czech Republic | 10YCZ-CEPS-----N | 916 | EPC1_______ | Fossil Brown coal/Lignite | 400
27W-PU-EDAL----O | Czech Republic | 10YCZ-CEPS-----N | 480 | EDAL_______ | Hydro Pumped Storage | 400
27W-PU-EME3----W | Czech Republic | 10YCZ-CEPS-----N | 417 | EME3_______ | Fossil Brown coal/Lignite | 400
27W-PU-EDUK----1 | Czech Republic | 10YCZ-CEPS-----N | 1756 | EDUK_______ | Nuclear | 400
27W-PU-ECHV----Y | Czech Republic | 10YCZ-CEPS-----N | 767 | ECHV_______ | Fossil Brown coal/Lignite | 400
27W-PU-ETU2----I | Czech Republic | 10YCZ-CEPS-----N | 729 | ETU2_______ | Fossil Brown coal/Lignite | 400
27W-PU-EPR1----3 | Czech Republic | 10YCZ-CEPS-----N | 381 | EPR1_______ | Fossil Brown coal/Lignite | 400
27W-PU-ETI1----Y | Czech Republic | 10YCZ-CEPS-----N | 144 | ETI1_______ | Fossil Brown coal/Lignite | 110
27W-PU-ETEM----A | Czech Republic | 10YCZ-CEPS-----N | 2004 | ETEM_______ | Nuclear | 400
27W-PU-EDET----M | Czech Republic | 10YCZ-CEPS-----N | 742 | EDET_______ | Fossil Hard coal | 220
27W-PU-EPC2----S | Czech Republic | 10YCZ-CEPS-----N | 821 | EPC2_______ | Fossil Gas | 400
27W-PU-EPR2----Y | Czech Republic | 10YCZ-CEPS-----N | 374 | EPR2_______ | Fossil Brown coal/Lignite | 400
27W-PU-EME2----1 | Czech Republic | 10YCZ-CEPS-----N | 198 | EME2_______ | Fossil Brown coal/Lignite | 110
27W-PU-EDST----Z | Czech Republic | 10YCZ-CEPS-----N | 650 | EDST_______ | Hydro Pumped Storage | 400
27W-PU-ELED----H | Czech Republic | 10YCZ-CEPS-----N | 597 | ELED_______ | Fossil Brown coal/Lignite | 110
27W-PU-EECK----8 | Czech Republic | 10YCZ-CEPS-----N | 480 | EECK_______ | Fossil Brown coal/Lignite | 110
27W-PU-EPLE----4 | Czech Republic | 10YCZ-CEPS-----N | 111 | EPLE_______ | Fossil Brown coal/Lignite | 22
27W-PU-EVRE----P | Czech Republic | 10YCZ-CEPS-----N | 239 | EVRE_______ | Fossil Brown coal/Lignite | 110
27W-PU-EPVR----4 | Czech Republic | 10YCZ-CEPS-----N | 400 | EPVR_______ | Fossil Gas | 220
27W-PU-ETBE----5 | Czech Republic | 10YCZ-CEPS-----N | 174 | ETBE_______ | Fossil Hard coal | 110
27W-PU-ESLA----4 | Czech Republic | 10YCZ-CEPS-----N | 132 | ESLA_______ | Hydro Water Reservoir | 110
27W-PU-EKOM----C | Czech Republic | 10YCZ-CEPS-----N | 192 | EKOM_______ | Fossil Brown coal/Lignite | 110
27W-PU-ETI2----S | Czech Republic | 10YCZ-CEPS-----N | 105 | ETI2_______ | Fossil Brown coal/Lignite | 220
27W-PU-ELI1----O | Czech Republic | 10YCZ-CEPS-----N | 120 | ELI1_______ | Hydro Water Reservoir | 110
27W-PU-ELEX2---U | Czech Republic | 10YCZ-CEPS-----N | 194 | ELED2______ | Fossil Brown coal/Lignite | 110
27W-PU-EOPA----8 | Czech Republic | 10YCZ-CEPS-----N | 348 | EOPA_______ | Fossil Brown coal/Lignite | 110
27W-PU-EORK----8 | Czech Republic | 10YCZ-CEPS-----N | 360 | EORK_______ | Hydro Water Reservoir | 220
27W-PU-EME1----7 | Czech Republic | 10YCZ-CEPS-----N | 275 | EME1_______ | Fossil Brown coal/Lignite | 110
27W-PU-EPOR----G | Czech Republic | 10YCZ-CEPS-----N | 149 | EPOR_______ | Other | 110
38W-MT--BEJ----R | Estonia | 10Y1001A1001A39I | 472 | Balti Elektrijaam | Fossil Oil shale | 330
38W-MT--EEJ----3 | Estonia | 10Y1001A1001A39I | 1369 | Eesti Elektrijaam | Fossil Oil shale | 330
38W-MT--IRU--Q-T | Estonia | 10Y1001A1001A39I | 173 | IRU Elektrijaam | Fossil Gas | 110
38W-MT--AREJ---M | Estonia | 10Y1001A1001A39I | 110 | Kiisa AREJ 1 | Fossil Gas | 110
38W-MT--AREJ2--A | Estonia | 10Y1001A1001A39I | 140 | Kiisa AREJ 2 | Fossil Gas | 330
38W-KTJ-AUVERE-Z | Estonia | 10Y1001A1001A39I | 270 | Auvere kondensatsioonielektrijaam | Fossil Oil shale | 330
44W-T-LV-000001R | Finland | 10YFI-1--------U | 695 | Inkoo | Fossil Hard coal | 400
44W-T-KT-000001I | Finland | 10YFI-1--------U | 326 | Forssa | Fossil Oil | 110
44W-K-LV-000000Q | Finland | 10YFI-1--------U | 150 | Haapavesi | Fossil Peat | 220
44W-T-VV-000005U | Finland | 10YFI-1--------U | 138 | Ossauskoski | Hydro Run-of-river and poundage | 220
44W-T-VV-000004W | Finland | 10YFI-1--------U | 128 | Isohaara | Hydro Run-of-river and poundage | 110
44W-T-KT-000003E | Finland | 10YFI-1--------U | 125 | Olkiluoto kt | Fossil Oil | 110
44W-T-YT-000020M | Finland | 10YFI-1--------U | 167 | Martinlaakso | Other | 110
44W-T-YT-000000S | Finland | 10YFI-1--------U | 240 | Alholmens Kraft | Fossil Peat | 110
44W-T-YT-000002O | Finland | 10YFI-1--------U | 125 | Kaukaan Voima | Biomass | 110
44W-T-YT-000001Q | Finland | 10YFI-1--------U | 210 | Hanasaari | Fossil Hard coal | 110
44W-T-YT-000009A | Finland | 10YFI-1--------U | 120 | Seinäjoki | Fossil Peat | 110
44W-T-LV-000004L | Finland | 10YFI-1--------U | 240 | Tahkoluoto | Fossil Hard coal | 110
44W-T-YT-000008C | Finland | 10YFI-1--------U | 155 | Salmisaari | Fossil Hard coal | 110
44W-T-LV-000005J | Finland | 10YFI-1--------U | 128 | Kellosaari | Fossil Oil | 110
44W-T-YT-000007E | Finland | 10YFI-1--------U | 129 | Naistenlahti 1 | Fossil Gas | 110
44W-T-LV-000002P | Finland | 10YFI-1--------U | 450 | Kristiina | Fossil Hard coal | 400
44W-T-YT-000006G | Finland | 10YFI-1--------U | 325 | Naantali | Fossil Hard coal | 110
44W-T-LV-000003N | Finland | 10YFI-1--------U | 565 | Meri-Pori | Fossil Hard coal | 400
44W-T-YT-000005I | Finland | 10YFI-1--------U | 142 | Lielahti | Fossil Gas | 110
44W-T-YV-0000026 | Finland | 10YFI-1--------U | 880 | Olkiluoto 1 | Nuclear | 400
44W-T-YV-0000034 | Finland | 10YFI-1--------U | 880 | Olkiluoto 2 | Nuclear | 400
44W-T-YV-0000042 | Finland | 10YFI-1--------U | 1600 | Olkiluoto 3 | Nuclear | 400
44W-T-YV-000000A | Finland | 10YFI-1--------U | 496 | Loviisa 1 | Nuclear | 400
44W-T-YV-0000018 | Finland | 10YFI-1--------U | 496 | Loviisa 2 | Nuclear | 400
44W-T-YT-000012L | Finland | 10YFI-1--------U | 383 | Vaskiluoto | Fossil Hard coal | 110
44W-T-YT-000011N | Finland | 10YFI-1--------U | 120 | Toppila | Fossil Peat | 110
44W-T-YT-000010P | Finland | 10YFI-1--------U | 354 | Suomenoja | Fossil Gas | 110
44W-T-YT-000013J | Finland | 10YFI-1--------U | 480 | Vuosaari | Fossil Gas | 110
44W-T-YT-0000189 | Finland | 10YFI-1--------U | 185 | Kaukopää | Biomass | 110
44W-T-VV-000012X | Finland | 10YFI-1--------U | 145 | Haapaniemi | Fossil Peat | 110
44W-T-VV-000003Y | Finland | 10YFI-1--------U | 192 | Imatra | Hydro Run-of-river and poundage | 110
44W-T-KT-000002G | Finland | 10YFI-1--------U | 180 | Huutokoski kt | Fossil Oil | 110
44W-T-YT-000004K | Finland | 10YFI-1--------U | 170 | Kymijärvi | Fossil Hard coal | 110
44W-T-YT-000003M | Finland | 10YFI-1--------U | 190 | Keljonlahti | Fossil Peat | 110
44W-T-YT-000016D | Finland | 10YFI-1--------U | 143 | Pietarsaari | Biomass | 110
44W-T-YT-000015F | Finland | 10YFI-1--------U | 107 | Uimaharju | Biomass | 110
44W-T-YT-000014H | Finland | 10YFI-1--------U | 100 | Kuusaanniemi | Biomass | 110
44W-00000000006L | Finland | 10YFI-1--------U | 125 | Raahen Voima | Other | 110
44W-T-TV-000000N | Finland | 10YFI-1--------U | 117 | Metsälä | Wind Onshore | 110
44W-T-YT-000017B | Finland | 10YFI-1--------U | 260 | Äänekoski | Biomass | 110
17W100P100P03558 | France | 10YFR-RTE------C | 285 | EMILE HUCHET 5 | Fossil Hard coal | 225
17W100P100P0354A | France | 10YFR-RTE------C | 245 | LUCY 3 | Fossil Hard coal | 225
17W000001017800G | France | 10YFR-RTE------C | 66 | SAUVETERRE | Hydro Run-of-river and poundage | 63
17W100P100P03469 | France | 10YFR-RTE------C | 595 | PROVENCE 5 | Fossil Hard coal | 225
17W100P100P0343F | France | 10YFR-RTE------C | 0 | EMILE HUCHET 6 | Fossil Hard coal | 225
17W100P100P0342H | France | 10YFR-RTE------C | 115 | EMILE HUCHET 4 | Fossil Hard coal | 63
17W000001017788H | France | 10YFR-RTE------C | 40.5 | SEYSSEL | Hydro Run-of-river and poundage | 63
17W000001017789F | France | 10YFR-RTE------C | 90 | CHAUTAGNE | Hydro Run-of-river and poundage | 63
17W100P100P0319C | France | 10YFR-RTE------C | 397.5 | GENISSIAT | Hydro Run-of-river and poundage | 225
17W100P100P0325H | France | 10YFR-RTE------C | 186.6 | CADEROUSSE | Hydro Run-of-river and poundage | 63
17W100P100P0324J | France | 10YFR-RTE------C | 349.2 | BOLLENE | Hydro Run-of-river and poundage | 225
17W100P100P0323L | France | 10YFR-RTE------C | 275.4 | CHATEAUNEUF-DU-RHONE | Hydro Run-of-river and poundage | 225
17W100P100P0322N | France | 10YFR-RTE------C | 128 | LOGIS-NEUF 1 | Hydro Run-of-river and poundage | 225
17W100P100P03299 | France | 10YFR-RTE------C | 122 | SAINT-PIERRE | Hydro Run-of-river and poundage | 225
17W100P100P0328B | France | 10YFR-RTE------C | 150 | MAREGES | Hydro Run-of-river and poundage | 225
17W100P100P0327D | France | 10YFR-RTE------C | 210 | BEAUCAIRE | Hydro Run-of-river and poundage | 225
17W100P100P0326F | France | 10YFR-RTE------C | 120 | AVIGNON | Hydro Run-of-river and poundage | 225
17W000001017793O | France | 10YFR-RTE------C | 80 | PIERRE-BENITE | Hydro Run-of-river and poundage | 63
17W000001017794M | France | 10YFR-RTE------C | 72 | VAUGRIS | Hydro Run-of-river and poundage | 63
17W000001017795K | France | 10YFR-RTE------C | 80 | SABLONS 1 | Hydro Run-of-river and poundage | 225
17W000001017791S | France | 10YFR-RTE------C | 70 | BREGNIER-CORDON | Hydro Run-of-river and poundage | 63
17W000001017792Q | France | 10YFR-RTE------C | 44.6 | SAULT-BRENAZ | Hydro Run-of-river and poundage | 63
17W100P100P0320R | France | 10YFR-RTE------C | 180 | BOURG les VALENCE | Hydro Run-of-river and poundage | 225
17W100P100P0321P | France | 10YFR-RTE------C | 192 | BEAUCHASTEL | Hydro Run-of-river and poundage | 225
17W000001017790U | France | 10YFR-RTE------C | 90 | BRENS | Hydro Run-of-river and poundage | 225
17W000001017798E | France | 10YFR-RTE------C | 60 | GERVANS 2 | Hydro Run-of-river and poundage | 63
17W000001017799C | France | 10YFR-RTE------C | 63.8 | LOGIS NEUF 2 | Hydro Run-of-river and poundage | 63
17W000001017796I | France | 10YFR-RTE------C | 80 | SABLONS 2 | Hydro Run-of-river and poundage | 63
17W000001017797G | France | 10YFR-RTE------C | 60 | GERVANS 1 | Hydro Run-of-river and poundage | 225
17W100P100P01792 | France | 10YFR-RTE------C | 910 | BLAYAIS 3 | Nuclear | 400
17W100P100P01784 | France | 10YFR-RTE------C | 910 | BLAYAIS 2 | Nuclear | 400
17W100P100P01776 | France | 10YFR-RTE------C | 910 | BLAYAIS 1 | Nuclear | 400
17W100P100P0228F | France | 10YFR-RTE------C | 1335 | ST ALBAN 2 | Nuclear | 400
17W100P100P0227H | France | 10YFR-RTE------C | 1335 | ST ALBAN 1 | Nuclear | 400
17W100P100P0226J | France | 10YFR-RTE------C | 1330 | PENLY 2 | Nuclear | 400
17W100P100P0225L | France | 10YFR-RTE------C | 1330 | PENLY 1 | Nuclear | 400
17W100P100P0229D | France | 10YFR-RTE------C | 915 | ST LAURENT 1 | Nuclear | 400
17W100P100P0224N | France | 10YFR-RTE------C | 1330 | PALUEL 4 | Nuclear | 400
17W100P100P0222R | France | 10YFR-RTE------C | 1330 | PALUEL 2 | Nuclear | 400
17W100P100P0223P | France | 10YFR-RTE------C | 1330 | PALUEL 3 | Nuclear | 400
17W100P100P0221T | France | 10YFR-RTE------C | 1330 | PALUEL 1 | Nuclear | 400
17W100P100P0220V | France | 10YFR-RTE------C | 1310 | NOGENT 2 | Nuclear | 400
17W100P100P01873 | France | 10YFR-RTE------C | 1300 | CATTENOM 1 | Nuclear | 400
17W100P100P01865 | France | 10YFR-RTE------C | 1310 | BELLEVILLE 2 | Nuclear | 400
17W100P100P01857 | France | 10YFR-RTE------C | 1310 | BELLEVILLE 1 | Nuclear | 400
17W100P100P01849 | France | 10YFR-RTE------C | 880 | BUGEY 5 | Nuclear | 400
17W100P100P01881 | France | 10YFR-RTE------C | 1300 | CATTENOM 2 | Nuclear | 400
17W100P100P0183B | France | 10YFR-RTE------C | 880 | BUGEY 4 | Nuclear | 400
17W100P100P0182D | France | 10YFR-RTE------C | 910 | BUGEY 3 | Nuclear | 400
17W100P100P0180H | France | 10YFR-RTE------C | 910 | BLAYAIS 4 | Nuclear | 400
17W100P100P0181F | France | 10YFR-RTE------C | 910 | BUGEY 2 | Nuclear | 400
17W100P100P0239A | France | 10YFR-RTE------C | 250 | MAXE 1 | Fossil Hard coal | 225
17W100P100P0238C | France | 10YFR-RTE------C | 580 | HAVRE 4 | Fossil Hard coal | 225
17W100P100P0237E | France | 10YFR-RTE------C | 580 | CORDEMAIS 5 | Fossil Hard coal | 225
17W100P100P0231Q | France | 10YFR-RTE------C | 915 | TRICASTIN 1 | Nuclear | 225
17W100P100P0232O | France | 10YFR-RTE------C | 915 | TRICASTIN 2 | Nuclear | 225
17W100P100P0230S | France | 10YFR-RTE------C | 915 | ST LAURENT 2 | Nuclear | 400
17W100P100P0236G | France | 10YFR-RTE------C | 580 | CORDEMAIS 4 | Fossil Hard coal | 225
17W100P100P0235I | France | 10YFR-RTE------C | 250 | BOUCHAIN 1 | Fossil Hard coal | 225
17W100P100P0234K | France | 10YFR-RTE------C | 915 | TRICASTIN 4 | Nuclear | 225
17W100P100P0233M | France | 10YFR-RTE------C | 915 | TRICASTIN 3 | Nuclear | 225
17W100P100P02845 | France | 10YFR-RTE------C | 139 | CURBANS | Hydro Water Reservoir | 225
17W100P100P02837 | France | 10YFR-RTE------C | 123 | COMBE D'AVRIEUX | Hydro Water Reservoir | 225
17W100P100P02829 | France | 10YFR-RTE------C | 406 | BROMMAT | Hydro Water Reservoir | 225
17W100P100P0281B | France | 10YFR-RTE------C | 235 | BORT | Hydro Water Reservoir | 225
17W100P100P02861 | France | 10YFR-RTE------C | 366 | MONTEYNARD | Hydro Water Reservoir | 225
17W100P100P02853 | France | 10YFR-RTE------C | 297 | MALGOVERT | Hydro Water Reservoir | 225
17W100P100P0280D | France | 10YFR-RTE------C | 546 | BATHIE | Hydro Water Reservoir | 225
17W100P100P0203V | France | 10YFR-RTE------C | 890 | DAMPIERRE 1 | Nuclear | 400
17W100P100P0204T | France | 10YFR-RTE------C | 890 | DAMPIERRE 2 | Nuclear | 400
17W100P100P0202X | France | 10YFR-RTE------C | 915 | CRUAS 4 | Nuclear | 400
17W100P100P0201Z | France | 10YFR-RTE------C | 915 | CRUAS 3 | Nuclear | 400
17W100P100P0208L | France | 10YFR-RTE------C | 880 | FESSENHEIM 2 | Nuclear | 400
17W100P100P0207N | France | 10YFR-RTE------C | 880 | FESSENHEIM 1 | Nuclear | 400
17W100P100P0206P | France | 10YFR-RTE------C | 890 | DAMPIERRE 4 | Nuclear | 400
17W100P100P0205R | France | 10YFR-RTE------C | 890 | DAMPIERRE 3 | Nuclear | 400
17W100P100P0289W | France | 10YFR-RTE------C | 109.4 | PIED DE BORNE | Hydro Water Reservoir | 225
17W100P100P0288Y | France | 10YFR-RTE------C | 187 | ORAISON | Hydro Water Reservoir | 225
17W100P100P02000 | France | 10YFR-RTE------C | 915 | CRUAS 2 | Nuclear | 400
17W100P100P02950 | France | 10YFR-RTE------C | 106.5 | ST ETIENNE CANTALES | Hydro Water Reservoir | 90
17W100P100P02942 | France | 10YFR-RTE------C | 214 | SISTERON | Hydro Water Reservoir | 225
17W100P100P02934 | France | 10YFR-RTE------C | 183 | SARRANS | Hydro Water Reservoir | 225
17W100P100P0299T | France | 10YFR-RTE------C | 116 | SAINT GUILLERME | Hydro Water Reservoir | 63
17W100P100P0298V | France | 10YFR-RTE------C | 141 | SAINT ESTEVE | Hydro Water Reservoir | 225
17W100P100P0297X | France | 10YFR-RTE------C | 132.3 | SAINTE CROIX | Hydro Water Reservoir | 225
17W100P100P0296Z | France | 10YFR-RTE------C | 159 | SAINT CHAMAS | Hydro Water Reservoir | 225
17W100P100P0209J | France | 10YFR-RTE------C | 1330 | FLAMANVILLE 1 | Nuclear | 400
17W100P100P02926 | France | 10YFR-RTE------C | 384 | SERRE PONCON | Hydro Water Reservoir | 225
17W100P100P02918 | France | 10YFR-RTE------C | 189.2 | PRAGNERES | Hydro Water Reservoir | 225
17W100P100P0290A | France | 10YFR-RTE------C | 446.9 | POUGET | Hydro Water Reservoir | 225
17W100P100P0216M | France | 10YFR-RTE------C | 910 | GRAVELINES 4 | Nuclear | 400
17W100P100P0215O | France | 10YFR-RTE------C | 910 | GRAVELINES 3 | Nuclear | 400
17W100P100P0213S | France | 10YFR-RTE------C | 910 | GRAVELINES 1 | Nuclear | 400
17W100P100P0214Q | France | 10YFR-RTE------C | 910 | GRAVELINES 2 | Nuclear | 400
17W100P100P0212U | France | 10YFR-RTE------C | 1310 | GOLFECH 2 | Nuclear | 400
17W100P100P0219G | France | 10YFR-RTE------C | 1310 | NOGENT 1 | Nuclear | 400
17W100P100P0218I | France | 10YFR-RTE------C | 910 | GRAVELINES 6 | Nuclear | 400
17W100P100P0217K | France | 10YFR-RTE------C | 910 | GRAVELINES 5 | Nuclear | 400
17W100P100P0211W | France | 10YFR-RTE------C | 1310 | GOLFECH 1 | Nuclear | 400
17W100P100P0210Y | France | 10YFR-RTE------C | 1330 | FLAMANVILLE 2 | Nuclear | 400
17W100P100P0260J | France | 10YFR-RTE------C | 85 | BRENNILIS 2 | Fossil Oil | 225
17W100P100P0263D | France | 10YFR-RTE------C | 85 | DIRINON 1 | Fossil Oil | 225
17W100P100P0261H | France | 10YFR-RTE------C | 134 | BRENNILIS 3 | Fossil Oil | 225
17W100P100P0309F | France | 10YFR-RTE------C | 145.4 | SAUSSAZ | Hydro Run-of-river and poundage | 225
17W100P100P0308H | France | 10YFR-RTE------C | 148 | STRASBOURG | Hydro Run-of-river and poundage | 225
17W100P100P0307J | France | 10YFR-RTE------C | 153.7 | KEMBS | Hydro Run-of-river and poundage | 225
17W100P100P0306L | France | 10YFR-RTE------C | 156 | OTTMARSHEIM | Hydro Run-of-river and poundage | 63
17W100P100P0313O | France | 10YFR-RTE------C | 119 | COUESQUE | Hydro Run-of-river and poundage | 225
17W100P100P0311S | France | 10YFR-RTE------C | 140.5 | VOGELGRUN | Hydro Run-of-river and poundage | 225
17W100P100P0312Q | France | 10YFR-RTE------C | 124.2 | RANDENS | Hydro Run-of-river and poundage | 150
17W100P100P0310U | France | 10YFR-RTE------C | 140.5 | GERSTHEIM | Hydro Run-of-river and poundage | 225
17W100P100P0317G | France | 10YFR-RTE------C | 101 | SAINT PIERRE COGNET | Hydro Run-of-river and poundage | 225
17W100P100P0316I | France | 10YFR-RTE------C | 104 | PASSY | Hydro Run-of-river and poundage | 225
17W100P100P0315K | France | 10YFR-RTE------C | 104 | ASTON | Hydro Run-of-river and poundage | 225
17W100P100P0314M | France | 10YFR-RTE------C | 115.6 | HERMILLON | Hydro Run-of-river and poundage | 225
17W100P100P02683 | France | 10YFR-RTE------C | 179 | VAIRES 2 | Fossil Oil | 225
17W100P100P02691 | France | 10YFR-RTE------C | 182 | VAIRES 3 | Fossil Oil | 225
17W100P100P02675 | France | 10YFR-RTE------C | 181 | VAIRES 1 | Fossil Oil | 225
17W100P100P02667 | France | 10YFR-RTE------C | 203 | GENNEVILLIERS 1 | Fossil Gas | 225
17W100B100P0189S | France | 10YFR-RTE------C | 1300 | CATTENOM 3 | Nuclear | 400
17W100P100P02659 | France | 10YFR-RTE------C | 85 | DIRINON 2 | Fossil Oil | 225
17W100P100P0272C | France | 10YFR-RTE------C | 240 | RANCE | Marine | 225
17W100P100P0271E | France | 10YFR-RTE------C | 185 | MONTEREAU 6 | Fossil Oil | 225
17W100P100P0270G | France | 10YFR-RTE------C | 185 | MONTEREAU 5 | Fossil Oil | 225
17W100P100P02764 | France | 10YFR-RTE------C | 742.3 | SUPER BISSORTE | Hydro Pumped Storage | 400
17W100P100P02756 | France | 10YFR-RTE------C | 1690 | GRAND MAISON | Hydro Pumped Storage | 400
17W100P100P02748 | France | 10YFR-RTE------C | 320 | COCHE | Hydro Pumped Storage | 400
17W100P100P0273A | France | 10YFR-RTE------C | 485 | CHEYLAS | Hydro Pumped Storage | 400
17W100P100P0279Z | France | 10YFR-RTE------C | 360 | AIGLE | Hydro Water Reservoir | 225
17W100P100P02772 | France | 10YFR-RTE------C | 910 | MONTEZIC | Hydro Pumped Storage | 400
17W100P100P02780 | France | 10YFR-RTE------C | 808 | REVIN | Hydro Pumped Storage | 400
17W100P100P0198Z | France | 10YFR-RTE------C | 1495 | CIVAUX 2 | Nuclear | 400
17W100P100P01970 | France | 10YFR-RTE------C | 1495 | CIVAUX 1 | Nuclear | 400
17W100P100P01962 | France | 10YFR-RTE------C | 1500 | CHOOZ 2 | Nuclear | 400
17W100P100P0199X | France | 10YFR-RTE------C | 915 | CRUAS 1 | Nuclear | 400
17W100P100P0191C | France | 10YFR-RTE------C | 905 | CHINON 1 | Nuclear | 400
17W100P100P0190E | France | 10YFR-RTE------C | 1300 | CATTENOM 4 | Nuclear | 400
17W100P100P01954 | France | 10YFR-RTE------C | 1500 | CHOOZ 1 | Nuclear | 400
17W100P100P01946 | France | 10YFR-RTE------C | 905 | CHINON 4 | Nuclear | 400
17W100P100P01938 | France | 10YFR-RTE------C | 905 | CHINON 3 | Nuclear | 400
17W100P100P0192A | France | 10YFR-RTE------C | 905 | CHINON 2 | Nuclear | 400
17W100P100P02497 | France | 10YFR-RTE------C | 685 | CORDEMAIS 2 | Fossil Oil | 225
17W100P100P0243J | France | 10YFR-RTE------C | 427 | BLENOD 5 | Fossil Gas | 400
17W100P100P0241N | France | 10YFR-RTE------C | 250 | VITRY 3 | Fossil Hard coal | 225
17W100P100P0242L | France | 10YFR-RTE------C | 250 | VITRY 4 | Fossil Hard coal | 225
17W100P100P0240P | France | 10YFR-RTE------C | 235 | MAXE 2 | Fossil Hard coal | 225
17W100P100P02489 | France | 10YFR-RTE------C | 685 | ARAMON 2 | Fossil Oil | 400
17W100P100P0247B | France | 10YFR-RTE------C | 685 | ARAMON 1 | Fossil Oil | 400
17W100P100P0246D | France | 10YFR-RTE------C | 465 | MARTIGUES PONTEAU 6 | Fossil Gas | 225
17W100P100P0245F | France | 10YFR-RTE------C | 465 | MARTIGUES PONTEAU 5 | Fossil Gas | 225
17W100P100P0252I | France | 10YFR-RTE------C | 585 | PORCHEVILLE 2 | Fossil Oil | 400
17W100P100P0250M | France | 10YFR-RTE------C | 685 | CORDEMAIS 3 | Fossil Oil | 225
17W100P100P0251K | France | 10YFR-RTE------C | 585 | PORCHEVILLE 1 | Fossil Oil | 400
17W100P100P0300X | France | 10YFR-RTE------C | 357 | VILLARODIN | Hydro Water Reservoir | 400
17W100P100P0305N | France | 10YFR-RTE------C | 156.2 | MARCKOLSHEIM | Hydro Run-of-river and poundage | 225
17W100P100P0304P | France | 10YFR-RTE------C | 167.8 | RHINAU | Hydro Run-of-river and poundage | 225
17W100P100P0302T | France | 10YFR-RTE------C | 293 | CHASTANG | Hydro Run-of-river and poundage | 225
17W100P100P0303R | France | 10YFR-RTE------C | 175 | FESSENHEIM | Hydro Run-of-river and poundage | 225
17W100P100P0301V | France | 10YFR-RTE------C | 285 | VOUGLANS | Hydro Water Reservoir | 225
17W100P100P0256A | France | 10YFR-RTE------C | 129 | ARRIGHI 2 | Fossil Oil | 225
17W100P100P0255C | France | 10YFR-RTE------C | 125 | ARRIGHI 1 | Fossil Oil | 225
17W100P100P0254E | France | 10YFR-RTE------C | 585 | PORCHEVILLE 4 | Fossil Oil | 400
17W100B100P0287S | France | 10YFR-RTE------C | 131.8 | MONTPEZAT | Hydro Water Reservoir | 225
17W100P100P0253G | France | 10YFR-RTE------C | 535 | PORCHEVILLE 3 | Fossil Oil | 400
17W100P100P02586 | France | 10YFR-RTE------C | 85 | BRENNILIS 1 | Fossil Oil | 225
17W100P100P0353C | France | 10YFR-RTE------C | 130 | AMFARD15 | Fossil Gas | 225
17W100P100P03493 | France | 10YFR-RTE------C | 130 | AMFARD14 | Fossil Gas | 225
17W100P100P0350I | France | 10YFR-RTE------C | 796 | DK6 | Fossil Gas | 225
17W100P100P0352E | France | 10YFR-RTE------C | 62 | CYCOFOS TV2 | Other | 225
17W100P100P0351G | France | 10YFR-RTE------C | 428 | CYCOFOS | Fossil Gas | 225
17W100P100P0341J | France | 10YFR-RTE------C | 412 | Pont-sur-Sambre | Fossil Gas | 225
17W100P100P0337A | France | 10YFR-RTE------C | 425 | COMBIGOLFE | Fossil Gas | 225
17W100P100P0334G | France | 10YFR-RTE------C | 435 | SPEM | Fossil Gas | 225
17W100P100P0345B | France | 10YFR-RTE------C | 413 | EMILE HUCHET 8 | Fossil Gas | 400
17W100P100P0344D | France | 10YFR-RTE------C | 413 | EMILE HUCHET 7 | Fossil Gas | 400
17W100P100P0318E | France | 10YFR-RTE------C | 401 | FR-GA-MORANT1 | Fossil Gas | 225
17W100P100P0340L | France | 10YFR-RTE------C | 413 | Croix-de-Metz | Fossil Gas | 225
17W100P100P03647 | France | 10YFR-RTE------C | 0 | PROVENCE 4 BIOMASSE | Biomass | 225
17W100P100P0244H | France | 10YFR-RTE------C | 575 | BOUCHAIN 7 | Fossil Gas | 400
29WAISAMYNT-II-1 | Greece | 10YGR-HTSO-----Y | 273 | AMYNDEO2 | Fossil Brown coal/Lignite | 400
29WAISLAVRIO-V-A | Greece | 10YGR-HTSO-----Y | 378 | LAVRIO5 | Fossil Gas | 400
29WYISKREMASTONE | Greece | 10YGR-HTSO-----Y | 437 | KREMASTA | Hydro Water Reservoir | 400
29WAISAGDIMI-V-K | Greece | 10YGR-HTSO-----Y | 342 | AG_DIMITRIOS5 | Fossil Brown coal/Lignite | 400
29WYISPLATANOVRH | Greece | 10YGR-HTSO-----Y | 116 | PLATANOVRYSI | Hydro Water Reservoir | 400
29WHERON-CC----5 | Greece | 10YGR-HTSO-----Y | 422 | HERON_CC | Fossil Gas | 400
29WTHESAVROS3--V | Greece | 10YGR-HTSO-----Y | 128 | THESAVROS3 | Hydro Pumped Storage | 400
29WYISSTRATOU-IV | Greece | 10YGR-HTSO-----Y | 150 | STRATOS1 | Hydro Water Reservoir | 400
29WYISLADONAS--V | Greece | 10YGR-HTSO-----Y | 70 | LADONAS | Hydro Water Reservoir | 400
29WAISAGDIMIIIIJ | Greece | 10YGR-HTSO-----Y | 283 | AG_DIMITRIOS3 | Fossil Brown coal/Lignite | 400
29WYISSFIKIAS--8 | Greece | 10YGR-HTSO-----Y | 315 | SFIKIA | Hydro Pumped Storage | 400
29WYISPOLYFYTO-O | Greece | 10YGR-HTSO-----Y | 375 | POLYFYTO | Hydro Water Reservoir | 400
29WELPEDISONTHIM | Greece | 10YGR-HTSO-----Y | 410 | ELPEDISON_THISVI | Fossil Gas | 400
29WAISALIVERI-37 | Greece | 10YGR-HTSO-----Y | 144 | ALIVERI3 | Fossil Oil | 400
29WAISALIVERI-53 | Greece | 10YGR-HTSO-----Y | 417 | ALIVERI5 | Fossil Gas | 400
29WAISALIVERI-45 | Greece | 10YGR-HTSO-----Y | 144 | ALIVERI4 | Fossil Oil | 400
29WYISPIGONAOOUX | Greece | 10YGR-HTSO-----Y | 210 | P_AOOU | Hydro Water Reservoir | 400
29WAISLAVRIO-IVM | Greece | 10YGR-HTSO-----Y | 550 | LAVRIO4 | Fossil Gas | 400
29WPROTERGIACC-4 | Greece | 10YGR-HTSO-----Y | 432 | PROTERGIA_CC | Fossil Gas | 400
29WAISAGGEORGI9T | Greece | 10YGR-HTSO-----Y | 188 | AG_GEORGIOS9 | Fossil Gas | 400
29WAISAGGEORGI8V | Greece | 10YGR-HTSO-----Y | 151 | AG_GEORGIOS8 | Fossil Gas | 400
29WKORINTHOSPWR6 | Greece | 10YGR-HTSO-----Y | 433 | KORINTHOS_POWER | Fossil Gas | 400
29WAISPTOLEMIII4 | Greece | 10YGR-HTSO-----Y | 116 | PTOLEMAIDA3 | Fossil Brown coal/Lignite | 400
29WAISKARDIAIV-X | Greece | 10YGR-HTSO-----Y | 280 | KARDIA4 | Fossil Brown coal/Lignite | 400
29WAISAGDIMI-IIL | Greece | 10YGR-HTSO-----Y | 274 | AG_DIMITRIOS2 | Fossil Brown coal/Lignite | 400
29WAISMEGAL-IV-C | Greece | 10YGR-HTSO-----Y | 256 | MEGALOPOLI4 | Fossil Brown coal/Lignite | 400
29WTHESAVROS1--2 | Greece | 10YGR-HTSO-----Y | 128 | THESAVROS1 | Hydro Pumped Storage | 400
29WILARIONAS---X | Greece | 10YGR-HTSO-----Y | 154 | ILARIONAS | Hydro Water Reservoir | 400
29WALOUMINIO---B | Greece | 10YGR-HTSO-----Y | 334 | ALOUMINIO | Fossil Gas | 400
29WAISAGDIMI-IVW | Greece | 10YGR-HTSO-----Y | 283 | AG_DIMITRIOS4 | Fossil Brown coal/Lignite | 400
29WENERGEIAKITHP | Greece | 10YGR-HTSO-----Y | 400 | ELPEDISON_THESS | Fossil Gas | 400
29WYISPOURNARI-P | Greece | 10YGR-HTSO-----Y | 300 | POURNARI1 | Hydro Water Reservoir | 400
29WHERONTHE-IIIS | Greece | 10YGR-HTSO-----Y | 49 | HERON3 | Fossil Gas | 400
29WAISKOMOTIN-IO | Greece | 10YGR-HTSO-----Y | 476 | KOMOTINI | Fossil Gas | 400
29WAISLAVRIO-IIB | Greece | 10YGR-HTSO-----Y | 287 | LAVRIO2 | Fossil Oil | 400
29WAISLAVRIOIII9 | Greece | 10YGR-HTSO-----Y | 173 | LAVRIO3 | Fossil Gas | 400
29WHERONTHE--IIU | Greece | 10YGR-HTSO-----Y | 49 | HERON2 | Fossil Gas | 400
29WYISASOMATON-H | Greece | 10YGR-HTSO-----Y | 108 | ASOMATA | Hydro Water Reservoir | 400
29WAISPTOLEM-II6 | Greece | 10YGR-HTSO-----Y | 116 | PTOLEMAIDA2 | Fossil Brown coal/Lignite | 400
29WAISAGDIMI-I-M | Greece | 10YGR-HTSO-----Y | 274 | AG_DIMITRIOS1 | Fossil Brown coal/Lignite | 400
29WAISKARDIAI--I | Greece | 10YGR-HTSO-----Y | 272 | KARDIA1 | Fossil Brown coal/Lignite | 400
29WYISNPLASTIRAF | Greece | 10YGR-HTSO-----Y | 130 | PLASTIRAS | Hydro Water Reservoir | 400
29WAISLAVRIO-I-C | Greece | 10YGR-HTSO-----Y | 123 | LAVRIO1 | Fossil Oil | 400
29WAISPTOLEM-IVH | Greece | 10YGR-HTSO-----Y | 274 | PTOLEMAIDA4 | Fossil Brown coal/Lignite | 400
29WYISAGRA-----I | Greece | 10YGR-HTSO-----Y | 50 | AGRAS | Hydro Run-of-river and poundage | 400
29WYISEDESSAIOUM | Greece | 10YGR-HTSO-----Y | 19 | EDESSAIOS | Hydro Run-of-river and poundage | 400
29WAISKARDIAIIIY | Greece | 10YGR-HTSO-----Y | 280 | KARDIA3 | Fossil Brown coal/Lignite | 400
29WAISAMYNT-I--L | Greece | 10YGR-HTSO-----Y | 273 | AMYNDEO1 | Fossil Brown coal/Lignite | 400
29WYISKASTRAKI-M | Greece | 10YGR-HTSO-----Y | 320 | KASTRAKI | Hydro Water Reservoir | 400
29WAISMEGAL-IIID | Greece | 10YGR-HTSO-----Y | 255 | MEGALOPOLI3 | Fossil Brown coal/Lignite | 400
29WTHESAVROS2--Z | Greece | 10YGR-HTSO-----Y | 128 | THESAVROS2 | Hydro Pumped Storage | 400
29WYISPOURNARIIO | Greece | 10YGR-HTSO-----Y | 34 | POURNARI2 | Hydro Water Reservoir | 400
29WAISKARDIAII-Z | Greece | 10YGR-HTSO-----Y | 271 | KARDIA2 | Fossil Brown coal/Lignite | 400
29WHERONTHE---ID | Greece | 10YGR-HTSO-----Y | 49 | HERON1 | Fossil Gas | 400
29WAISMELITII--H | Greece | 10YGR-HTSO-----Y | 289 | MELITI | Fossil Brown coal/Lignite | 400
29WAISMEGAL-V--J | Greece | 10YGR-HTSO-----Y | 500 | MEGALOPOLI_V | Fossil Gas | 400
15WPECS------PPO | Hungary | 10YHU-MAVIR----U | 61.8 | Pécsi Erőmű | Biomass | 120
15WDKCE------PPQ | Hungary | 10YHU-MAVIR----U | 95 | Debreceni Kombináltciklusú Erőmű | Fossil Gas | 120
15WEBUDA-----PPJ | Hungary | 10YHU-MAVIR----U | 48.5 | Észak-Budai Fűtőerőmű | Fossil Gas | 120
15WGREEN-----PPZ | Hungary | 10YHU-MAVIR----U | 60.1 | GREENERGY szabályozási központ | Fossil Gas | 20
15WSOPKOV----PPO | Hungary | 10YHU-MAVIR----U | 23 | Sopronkövesd szélerőműpark | Wind Onshore | 120
15WBAKONY----PP6 | Hungary | 10YHU-MAVIR----U | 113.7 | Bakonyi Gázturbinás Erőmű | Fossil Gas | 120
15WSINERGY---PPQ | Hungary | 10YHU-MAVIR----U | 39 | Sinergy szabályozási központ | Fossil Gas | 20
15WPLOOP-----PPL | Hungary | 10YHU-MAVIR----U | 26 | PLOOP szabályozási központ | Fossil Gas | 20
15WLITER-----PPP | Hungary | 10YHU-MAVIR----U | 120 | Litéri Gázturbinás Erőmű | Fossil Oil | 120
15WCSEPEL----PPI | Hungary | 10YHU-MAVIR----U | 401 | Alpiq Csepel Erőmű | Fossil Gas | 120
15WSAJSZOGED-PP4 | Hungary | 10YHU-MAVIR----U | 120 | Sajószögedi Gázturbinás Erőmű | Fossil Oil | 120
15WKISP------PP6 | Hungary | 10YHU-MAVIR----U | 109.2 | Kispesti Erőmű | Fossil Gas | 120
15WBONY------PPG | Hungary | 10YHU-MAVIR----U | 25 | Bőny Szélerőműpark | Wind Onshore | 120
15WNYKCE-----PP6 | Hungary | 10YHU-MAVIR----U | 47.1 | Nyíregyházi Kombináltciklusú Erőmű | Fossil Gas | 120
15WDUME------PPI | Hungary | 10YHU-MAVIR----U | 840.7 | Dunamenti Erőmű | Fossil Gas | 220
15WVPP-------PPZ | Hungary | 10YHU-MAVIR----U | 112.2 | VPP szabályozási csoport | Fossil Gas | 20
15WGONYU-----PP5 | Hungary | 10YHU-MAVIR----U | 426.6 | Gönyűi Erőmű | Fossil Gas | 400
15WTATAB-----PPG | Hungary | 10YHU-MAVIR----U | 43.3 | Tatabánya Erőmű | Fossil Gas | 120
15WBAKONYI---PPL | Hungary | 10YHU-MAVIR----U | 27.7 | Bakonyi Bioerőmű | Biomass | 120
15WPAKS------PPL | Hungary | 10YHU-MAVIR----U | 1886.8 | Paksi Atomerőmű | Nuclear | 400
15WVERTES----PPX | Hungary | 10YHU-MAVIR----U | 220 | Oroszlányi Erőmű | Fossil Brown coal/Lignite | 120
15WEONSUM----PPI | Hungary | 10YHU-MAVIR----U | 89.2 | EONSUM szabályozási központ | Fossil Gas | 20
15WMATRA-----PPK | Hungary | 10YHU-MAVIR----U | 851.6 | Mátrai Erőmű | Fossil Brown coal/Lignite | 220
15WTISZA-----PPN | Hungary | 10YHU-MAVIR----U | 864 | Tiszai Erőmű | Fossil Gas | 400
15WMISKOLC---PPJ | Hungary | 10YHU-MAVIR----U | 59.1 | MISKOLC | Fossil Gas | 120
15WLORINC----PPF | Hungary | 10YHU-MAVIR----U | 170 | Lőrinci Gázturbinás Erőmű | Fossil Oil | 120
15WUJPEST----PPO | Hungary | 10YHU-MAVIR----U | 102.3 | Újpesti Erőmű | Fossil Gas | 120
15WALPIQ-----PPY | Hungary | 10YHU-MAVIR----U | 53.9 | ALPIQ szabályzási csoport | Fossil Gas | 120
15WPANNON----PPS | Hungary | 10YHU-MAVIR----U | 44.1 | Pannongreen | Biomass | 120
15WDALKIA----PPO | Hungary | 10YHU-MAVIR----U | 96.5 | DALKIA szabályozási csoport | Fossil Gas | 20
15WAJKA------PPT | Hungary | 10YHU-MAVIR----U | 92.6 | Ajkai Hőerőmű | Fossil Brown coal/Lignite | 120
15WKELENF----PP8 | Hungary | 10YHU-MAVIR----U | 173 | Kelenföldi Erőmű | Fossil Gas | 120
15WMVMSZK----PPY | Hungary | 10YHU-MAVIR----U | 128 | MVM szabályozási központ | Fossil Gas | 20
15WDUHAMB----PPW | Hungary | 10YHU-MAVIR----U | 42.3 | Hamburger Hungária | Fossil Hard coal | 132
15WVEOLIASZK-PPQ | Hungary | 10YHU-MAVIR----U | 122.8 | VEOLIA szabályozási központ | Fossil Gas | 20
15WFZSOPV----PPG | Hungary | 10YHU-MAVIR----U | 16.6 | FZSOPV | Solar | 20
15WPAKSPV----PPC | Hungary | 10YHU-MAVIR----U | 17.2 | PAKSPV Paks naperőmű | Solar | 132
15WDUNAPV----PP1 | Hungary | 10YHU-MAVIR----U | 17.6 | DunaPV | Solar | 120
15WTUSKESPV--PPG | Hungary | 10YHU-MAVIR----U | 10.1 | Tüskésréti Naperőmű (Pécs) | Solar | 35
15WKAPUPV----PP2 | Hungary | 10YHU-MAVIR----U | 20 | Kapuvár naperőmű | Solar | 20
15WTUZSPV---PP-L | Hungary | 10YHU-MAVIR----U | 15 | Tuzsér naperőmű | Solar | 20
15WAUDIPV----PPX | Hungary | 10YHU-MAVIR----U | 10 | Győri AUDI naperőmű | Solar | 22
15WTMPKPV----PPQ | Hungary | 10YHU-MAVIR----U | 5.8 | MOL Tiszaújváros MPK naperőmű | Solar | 132
15WNADAPV---PP-L | Hungary | 10YHU-MAVIR----U | 12 | Nádasd naperőmű | Solar | 20
15WBABRPV----PP7 | Hungary | 10YHU-MAVIR----U | 20 | Bükkábrányi naperőmű | Solar | 35
15WBBER------PP8 | Hungary | 10YHU-MAVIR----U | 6.9 | Balatonberényi naperőmű | Solar | 20
15WHUNGAROW-PP-1 | Hungary | 10YHU-MAVIR----U | 16 | MVM ZÖLD Generáció KFT MÁTRAI Naperőmű PV8 | Solar | 132
15WMOLFPV----PP2 | Hungary | 10YHU-MAVIR----U | 6.2 | MOL DUFI naperőmű | Solar | 132
47W000000000158E | Ireland | 10YIE-1001A00010 | 435 | Whitegate Prod | Fossil Gas | 220
47W000000000159C | Ireland | 10YIE-1001A00010 | 118 | Edenderry Prod | Fossil Peat | 110
47W000000000239E | Ireland | 10YIE-1001A00010 | 112 | Cushaling Production | Fossil Gas | 110
47W000000000234O | Ireland | 10YIE-1001A00010 | 27 | LEE Production | Hydro Run-of-river and poundage | 110
47W000000000230W | Ireland | 10YIE-1001A00010 | 86 | Ardnacrucha Production Unit | Hydro Run-of-river and poundage | 110
47W000000000231U | Ireland | 10YIE-1001A00010 | 64 | ERNE Production | Hydro Run-of-river and poundage | 110
47W000000000232S | Ireland | 10YIE-1001A00010 | 91 | Lanesboro Production | Fossil Peat | 110
47W000000000233Q | Ireland | 10YIE-1001A00010 | 38 | Liffey Production | Hydro Run-of-river and poundage | 110
47W000000000240T | Ireland | 10YIE-1001A00010 | 15 | Indaver Production | Waste | 110
47W0000000001699 | Ireland | 10YIE-1001A00010 | 392 | Turlough Hill | Hydro Pumped Storage | 220
47W000000000166F | Ireland | 10YIE-1001A00010 | 855 | Moneypoint Production | Fossil Hard coal | 400
47W000000000167D | Ireland | 10YIE-1001A00010 | 271 | North Wall Production | Fossil Gas | 220
47W000000000168B | Ireland | 10YIE-1001A00010 | 490 | Poolbeg Production | Fossil Gas | 220
47W000000000160R | Ireland | 10YIE-1001A00010 | 313 | Great Island Prod | Fossil Gas | 220
47W000000000161P | Ireland | 10YIE-1001A00010 | 104 | Rhode Island Production | Fossil Oil | 110
47W000000000162N | Ireland | 10YIE-1001A00010 | 594 | Tarbert Production | Fossil Oil | 220
47W000000000163L | Ireland | 10YIE-1001A00010 | 104 | Tawnaghmore Production | Fossil Oil | 110
47W000000000164J | Ireland | 10YIE-1001A00010 | 678 | Aghada Prod | Fossil Gas | 220
47W000000000173I | Ireland | 10YIE-1001A00010 | 744 | Huntstown Production | Fossil Gas | 220
47W000000000170O | Ireland | 10YIE-1001A00010 | 135 | West Offaly Production | Fossil Peat | 220
47W000000000171M | Ireland | 10YIE-1001A00010 | 405 | Dublin Bay Prod | Fossil Gas | 220
47W000000000172K | Ireland | 10YIE-1001A00010 | 404 | Tynagh Production | Fossil Gas | 220
47W000000000157G | Ireland | 10YIE-1001A00010 | 170 | Aughinish Alumnia(Sealrock) | Fossil Gas | 110
47W0000000003853 | Ireland | 10YIE-1001A00010 | 62 | Dublin Waste to Energy | Waste | 220
47W000000000355C | Ireland | 10YIE-1001A00010 | 238 | Poolbeg A | Fossil Gas | 220
47W000000000356A | Ireland | 10YIE-1001A00010 | 230 | Poolbeg B | Fossil Gas | 220
26WIMPI-S05LROES | Italy | 10YIT-GRTN-----B | 12 | LOREO | Solar | 132
26WIMPI-S03GRGNY | Italy | 10YIT-GRTN-----B | 137 | GARGNANO | Hydro Pumped Storage | 220
26WIMPI-S09NMVNC | Italy | 10YIT-GRTN-----B | 11 | NUOVA MONTEROTONDO | Geothermal | 132
26WIMPI-S08CB2NJ | Italy | 10YIT-GRTN-----B | 13 | C.LE FERRARA CASSANA | Waste | 132
26WIMPI-S16SDVRQ | Italy | 10YIT-GRTN-----B | 11 | SERRA DEL VENTO NORD | Wind Onshore | 150
26WIMPI-S05SNRV3 | Italy | 10YIT-GRTN-----B | 14 | SORIO NUOVA | Hydro Run-of-river and poundage | 20
26WIMPI-S20PLGHT | Italy | 10YIT-GRTN-----B | 43 | PLOAGHE NULVI | Wind Onshore | 150
26WIMPI-S04PRDZ5 | Italy | 10YIT-GRTN-----B | 15 | PREDAZZO | Hydro Run-of-river and poundage | 132
26WIMPI-S09LPRTA | Italy | 10YIT-GRTN-----B | 20 | LE PRATA | Geothermal | 132
26WIMPI-S15BSSN0 | Italy | 10YIT-GRTN-----B | 60 | BUSSENTO | Hydro Run-of-river and poundage | 150
26WIMPI-S09NMVLG | Italy | 10YIT-GRTN-----B | 18 | NUOVA MOLINETTO | Geothermal | 132
26WIMPI-S07GTNV2 | Italy | 10YIT-GRTN-----B | 136 | GENOVA T. | Other | 132
26WIMPI-S04SPNCE | Italy | 10YIT-GRTN-----B | 34 | S.PANCRAZIO | Hydro Water Reservoir | 220
26WIMPI-S16ETNPN | Italy | 10YIT-GRTN-----B | 66 | ENIPOWER TARANTO | Other | 150
26WIMPI-S12PNTCO | Italy | 10YIT-GRTN-----B | 18 | PONTECORVO | Hydro Run-of-river and poundage | 150
26WIMPI-S15GFGLU | Italy | 10YIT-GRTN-----B | 19 | GIUGLIANO FV | Solar | 150
26WIMPI-0373145A | Italy | 10YIT-GRTN-----B | 54 | Ferranti | Wind Onshore | 150
26WIMPI-0074086G | Italy | 10YIT-GRTN-----B | 54 | San Giorgio La Molara | Wind Onshore | 150
26WIMPI-S04CRZNS | Italy | 10YIT-GRTN-----B | 11 | CARZANO | Hydro Run-of-river and poundage | 60
26WIMPI-S17G2RTL | Italy | 10YIT-GRTN-----B | 36 | GROTTOLE 36MW | Wind Onshore | 150
26WIMPI-S15ACRRR | Italy | 10YIT-GRTN-----B | 72 | ACERRA | Other | 220
26WIMPI-S01CHMNE | Italy | 10YIT-GRTN-----B | 16 | CHIOMONTE | Hydro Run-of-river and poundage | 132
26WIMPISIMERI-15 | Italy | 10YIT-GRTN-----B | 75 | MAGISANO | Hydro Water Reservoir | 150
26WIMPI-S05FDZRI | Italy | 10YIT-GRTN-----B | 10 | FORNO DI ZOLDO | Hydro Run-of-river and poundage | 132
26WIMPI-S06BRCS6 | Italy | 10YIT-GRTN-----B | 25 | BARCIS | Hydro Run-of-river and poundage | 60
26WIMPI-S03ASMTU | Italy | 10YIT-GRTN-----B | 30 | STAZZONA | Hydro Run-of-river and poundage | 132
26WIMPI-0225833G | Italy | 10YIT-GRTN-----B | 23 | Impianto fotovoltaico "San Floro Girifalco" | Solar | 150
26WIMPI-S15SDCLR | Italy | 10YIT-GRTN-----B | 10 | SELLA DI CONZA | Wind Onshore | 150
26WIMPI-S20IVVP0 | Italy | 10YIT-GRTN-----B | 29 | Aggius 1 Bortigiadas Viddalba 1 | Wind Onshore | 150
26WIMPI-S08LGNCO | Italy | 10YIT-GRTN-----B | 11 | LIGONCHIO OZOLA | Hydro Run-of-river and poundage | 132
26WIMPI-S18CSTR3 | Italy | 10YIT-GRTN-----B | 83 | CASTROCUCCO | Hydro Water Reservoir | 150
26WIMPI-S07ARLIZ | Italy | 10YIT-GRTN-----B | 8 | AIROLE | Hydro Run-of-river and poundage | 60
26WIMPI-S14PTRCV | Italy | 10YIT-GRTN-----B | 27 | PIETRACATELLA | Wind Onshore | 150
26WIMPI-S15ILVPH | Italy | 10YIT-GRTN-----B | 39 | IVPC4 LACEDONIA | Wind Onshore | 150
26WIMPI-S06SLNRP | Italy | 10YIT-GRTN-----B | 18 | S.LEONARDO | Hydro Run-of-river and poundage | 132
26WIMPI-S03SCNDX | Italy | 10YIT-GRTN-----B | 38 | CAMPO | Hydro Run-of-river and poundage | 132
26WIMPI-S20T2LU7 | Italy | 10YIT-GRTN-----B | 51 | TULA 2 | Wind Onshore | 150
26WIMPI-S16CPNT4 | Italy | 10YIT-GRTN-----B | 16 | MINERVINO MURGE - CONTRADA PASSEGGERI | Wind Onshore | 150
26WIMPI-S16VLTNU | Italy | 10YIT-GRTN-----B | 13 | VOLTURINO | Wind Onshore | 150
26WIMPI-S16ASSL3 | Italy | 10YIT-GRTN-----B | 61 | ASCOLI SATRIANO | Wind Onshore | 150
26WIMPI-S09AGPP4 | Italy | 10YIT-GRTN-----B | 203 | ENIPOWER LIVORNO | Other | 132
26WIMPI-0544016K | Italy | 10YIT-GRTN-----B | 30 | Piano San Biagio | Wind Onshore | 150
26WIMPI-S03T1CNB | Italy | 10YIT-GRTN-----B | 18 | AEMTECNO | Fossil Gas | 20
26WIMPI-S01SMNRE | Italy | 10YIT-GRTN-----B | 8 | SAN MAURO | Hydro Run-of-river and poundage | 22
26WIMPI-0477085C | Italy | 10YIT-GRTN-----B | 9 | LAMACARVOTTA | Wind Onshore | 150
26WIMPI-0305855B | Italy | 10YIT-GRTN-----B | 18 | Deliceto Eolico | Wind Onshore | 150
26WIMYI-0158381B | Italy | 10YIT-GRTN-----B | 56 | MAIDA CORTALE | Wind Onshore | 150
26WIMPI-S15PILCD | Italy | 10YIT-GRTN-----B | 14 | PARCO EOLICO IARDINO | Wind Onshore | 150
26WIMPI-S20T2LRD | Italy | 10YIT-GRTN-----B | 26 | BADUOZZANA | Hydro Water Reservoir | 60
26WIMPI-0446302G | Italy | 10YIT-GRTN-----B | 28 | Bagaladi | Wind Onshore | 150
26WIMPI-S05BMSSL | Italy | 10YIT-GRTN-----B | 47 | BUSSOLENGO | Hydro Run-of-river and poundage | 132
26WIMPI-S15B2SCF | Italy | 10YIT-GRTN-----B | 23 | BISACCIA 2 | Wind Onshore | 20
26WIMPI-S19EPRGR | Italy | 10YIT-GRTN-----B | 61 | IMPSUD | Other | 150
26WIMPI-S08PCRTB | Italy | 10YIT-GRTN-----B | 741 | PORTO CORSINI | Other | 380
26WIMPI-S15SGTL1 | Italy | 10YIT-GRTN-----B | 105 | POMIGLIANO D'ARCO | Fossil Gas | 220
26WIMPI-S15PACND | Italy | 10YIT-GRTN-----B | 8 | PONTE ANNIBALE | Hydro Run-of-river and poundage | 20
26WIMPI-S01MNCLB | Italy | 10YIT-GRTN-----B | 780 | MONCALIERI | Fossil Gas | 220
26WIMPI-S11VNMRS | Italy | 10YIT-GRTN-----B | 20 | VENAMARTELLO | Hydro Run-of-river and poundage | 132
26WIMPI-S04CSTL9 | Italy | 10YIT-GRTN-----B | 87 | CASTELBELLO | Hydro Run-of-river and poundage | 220
26WIMPI-S15SCPRH | Italy | 10YIT-GRTN-----B | 768 | SPARANISE | Other | 380
26WIMPI-S04RPST7 | Italy | 10YIT-GRTN-----B | 21 | RIO PUSTERIA | Hydro Run-of-river and poundage | 132
26WIMPI-S08ERNPQ | Italy | 10YIT-GRTN-----B | 994 | ENIPOWER RAVENNA | Other | 380
26WIMYI-S12CESLB | Italy | 10YIT-GRTN-----B | 11 | E.P. SISTEMI | Other | 20
26WIMPI-R01ENTRX | Italy | 10YIT-GRTN-----B | 125 | ENTRACQUE ROVINA | Hydro Pumped Storage | 380
26WIMPI-S01CHVSE | Italy | 10YIT-GRTN-----B | 1123 | CHIVASSO | Fossil Gas | 380
26WIMPI-00358944 | Italy | 10YIT-GRTN-----B | 84 | Rocca Rossa | Wind Onshore | 150
26WIMPI-0394269C | Italy | 10YIT-GRTN-----B | 22 | LANUVIO | Solar | 150
26WIMPI-0155970W | Italy | 10YIT-GRTN-----B | 12 | De Nittis 1 | Solar | 150
26WIMPI-S09T4RVD | Italy | 10YIT-GRTN-----B | 39 | TRAVALE 4 | Geothermal | 132
26WIMPI-0493347G | Italy | 10YIT-GRTN-----B | 39 | MATISSE | Wind Onshore | 150
26WIMPI-S05GRDNV | Italy | 10YIT-GRTN-----B | 13 | GARDONA | Hydro Run-of-river and poundage | 132
26WIMPI-S03AFYPH | Italy | 10YIT-GRTN-----B | 56 | IMPIANTO DI PRESELEZIONE E TERMOVALORIZZAZIONE SILLA2 | Other | 132
26WIMPI-S08CDRS0 | Italy | 10YIT-GRTN-----B | 12 | IMPIANTO EOLICO CASONI | Wind Onshore | 132
26WIMPI-S19IESBL | Italy | 10YIT-GRTN-----B | 556 | ISAB ENERGY | Other | 380
26WIMPI-S16CPNIQ | Italy | 10YIT-GRTN-----B | 10 | CIPONTE 14MW | Wind Onshore | 150
26WIMPI-0589840G | Italy | 10YIT-GRTN-----B | 23 | SERRO LUNGO | Wind Onshore | 150
26WIMPI-S03UWTHS | Italy | 10YIT-GRTN-----B | 12 | U.P. WHIRLPOOL | Other | 132
26WIMPI-S01PLLNA | Italy | 10YIT-GRTN-----B | 41 | PALLANZENO | Hydro Run-of-river and poundage | 132
26WIMPI-S08TDMR6 | Italy | 10YIT-GRTN-----B | 20 | C.LE HERA MODENA CAVAZZA | Other | 132
26WIMPIMONICA-1D | Italy | 10YIT-GRTN-----B | 130 | CEDEGOLO | Hydro Run-of-river and poundage | 220
26WIMPI-S17PEMCE | Italy | 10YIT-GRTN-----B | 44 | PARCO EOLICO MONTE CUTE | Wind Onshore | 150
26WIMPI-0604560E | Italy | 10YIT-GRTN-----B | 21 | prova az7 | Hydro Run-of-river and poundage | 22
26WIMPI-S19MSTI2 | Italy | 10YIT-GRTN-----B | 30 | MISTRETTA | Wind Onshore | 150
26WIMPI-S01CDRS5 | Italy | 10YIT-GRTN-----B | 68 | CADARESE | Hydro Run-of-river and poundage | 132
26WIMPI-S13ASCNS | Italy | 10YIT-GRTN-----B | 43 | S. ANGELO | Hydro Water Reservoir | 150
26WIMPI-S01FNDVN | Italy | 10YIT-GRTN-----B | 9 | FONDOVALLE | Hydro Run-of-river and poundage | 132
26WIMPI-S13MRSCK | Italy | 10YIT-GRTN-----B | 26 | MARSICA II | Wind Onshore | 150
26WIMPI-S03SDPTS | Italy | 10YIT-GRTN-----B | 10 | S.PIETRO ORZIO | Hydro Run-of-river and poundage | 132
26WIMPI-S05N7V1T | Italy | 10YIT-GRTN-----B | 65 | NOVE | Hydro Run-of-river and poundage | 132
26WIMPI-0214118E | Italy | 10YIT-GRTN-----B | 41 | DELL'ALVANO E AQUILEA | Wind Onshore | 220
26WIMPI-S05CABMG | Italy | 10YIT-GRTN-----B | 38 | CA DEL BUE | Fossil Gas | 132
26WIMZI-S10TERN0 | Italy | 10YIT-GRTN-----B | 13 | ARIA srl UL1 | Biomass | 20
26WIMPI-S16IFMVD | Italy | 10YIT-GRTN-----B | 39 | FORENZA | Wind Onshore | 150
26WIMPII-NOCE-1C | Italy | 10YIT-GRTN-----B | 161 | TAIO | Hydro Water Reservoir | 220
26WIMPI-S15NLPLI | Italy | 10YIT-GRTN-----B | 400 | NAPOLI L | Fossil Gas | 220
26WIMPI-0473736H | Italy | 10YIT-GRTN-----B | 25 | Parco Vecchio - Valle Cancelli - Ripa | Wind Onshore | 150
26WIMPI-S19AGGPO | Italy | 10YIT-GRTN-----B | 0 | RAFFINERIA DI GELA SPA | Other | 150
26WIMPI-S12PNTM4 | Italy | 10YIT-GRTN-----B | 9 | PONTEFIUME | Hydro Run-of-river and poundage | 20
26WIMPI-S08SLSM8 | Italy | 10YIT-GRTN-----B | 15 | SALSOMINORE | Hydro Run-of-river and poundage | 132
26WIMPI-S03LDRG9 | Italy | 10YIT-GRTN-----B | 13 | LUDRIGNO DER. SERIO | Hydro Run-of-river and poundage | 132
26WIMPI-S19SDMCS | Italy | 10YIT-GRTN-----B | 866 | SAN FILIPPO DEL MELA | Fossil Oil | 220
26WIMPI-S09B3GN8 | Italy | 10YIT-GRTN-----B | 19 | BAGNORE 3 | Geothermal | 132
26WIMPI-S01SASMK | Italy | 10YIT-GRTN-----B | 11 | SUSA | Hydro Run-of-river and poundage | 132
26WIMPI-S20SDNLH | Italy | 10YIT-GRTN-----B | 64 | LITTIGHEDDU | Wind Onshore | 150
26WIMPI-0077109F | Italy | 10YIT-GRTN-----B | 18 | BiOlevano biomassa | Biomass | 132
26WIMPI-S01TRNVI | Italy | 10YIT-GRTN-----B | 7 | TORNAVENTO | Hydro Run-of-river and poundage | 132
26WIMPI-S19V1CRO | Italy | 10YIT-GRTN-----B | 37 | CENTRALE EOLICA VICARI UNO | Wind Onshore | 150
26WIMPI-S03OSTG2 | Italy | 10YIT-GRTN-----B | 1457 | OSTIGLIA | Other | 380
26WIMPI-S08CCVRV | Italy | 10YIT-GRTN-----B | 10 | FAENZA CONVERTITE | Other | 132
26WIMPI-S11ACPNS | Italy | 10YIT-GRTN-----B | 240 | API ENERGIA IGCC | Other | 132
26WIMPI-0364390Z | Italy | 10YIT-GRTN-----B | 25 | Alfonsine 2 | Solar | 132
26WIMPI-S01ACCGE | Italy | 10YIT-GRTN-----B | 19 | ACCEGLIO | Hydro Run-of-river and poundage | 132
26WIMPI-0159541Z | Italy | 10YIT-GRTN-----B | 15 | COSTA GRANDE | Wind Onshore | 150
26WIMPI-06044399 | Italy | 10YIT-GRTN-----B | 20 | PRIMARIA_TEST_NEW | Fossil Gas | 380
26WIMPI-S01FCNU2 | Italy | 10YIT-GRTN-----B | 13 | FUCINE | Hydro Run-of-river and poundage | 132
26WIMPI-S16BSCRY | Italy | 10YIT-GRTN-----B | 2420 | BRINDISI SUD CE | Other | 380
26WIMPI-04586651 | Italy | 10YIT-GRTN-----B | 64 | S.ANNA_012 | Wind Onshore | 150
26WIMPI-0417217K | Italy | 10YIT-GRTN-----B | 24 | Tirsole 25Mwp | Solar | 220
26WIMPI-S04RDGLX | Italy | 10YIT-GRTN-----B | 119 | RIVA DEL GARDA - NUOVO | Other | 132
26WIMPI-0198971S | Italy | 10YIT-GRTN-----B | 20 | Trapani Contrada Coniglia | Wind Onshore | 150
26WIMPI-S04CMRNZ | Italy | 10YIT-GRTN-----B | 13 | CURON | Hydro Run-of-river and poundage | 132
26WIMPI-S18S1TRV | Italy | 10YIT-GRTN-----B | 24 | SATRIANO 1S | Hydro Run-of-river and poundage | 150
26WIMPI-S05SVRZ0 | Italy | 10YIT-GRTN-----B | 161 | SOVERZENE | Hydro Water Reservoir | 220
26WIMYI-S16PTRMB | Italy | 10YIT-GRTN-----B | 48 | IMPIANTO EOLICO PIETRAMONTECORVINO | Wind Onshore | 20
26WIMPI-S04CTNT7 | Italy | 10YIT-GRTN-----B | 27 | CENTRALE TEL | Hydro Run-of-river and poundage | 60
26WIMPI-S18PEPDY | Italy | 10YIT-GRTN-----B | 44 | PARCO EOLICO PIANO DI CORDA | Wind Onshore | 150
26WIMPI-S03UDTRA | Italy | 10YIT-GRTN-----B | 9 | DARFO | Hydro Run-of-river and poundage | 132
26WIMPI-S13BLSRW | Italy | 10YIT-GRTN-----B | 15 | BALSORANO | Hydro Run-of-river and poundage | 150
26WIMPI-0361630J | Italy | 10YIT-GRTN-----B | 44 | TERMICA COLLEFERRO | Other | 150
26WIMPI-S18EADS0 | Italy | 10YIT-GRTN-----B | 808 | ALTOMONTE | Fossil Gas | 380
26WIMPI-S13P1SCZ | Italy | 10YIT-GRTN-----B | 10 | PESCARA 1S | Hydro Run-of-river and poundage | 150
26WIMPI-S08SBMRJ | Italy | 10YIT-GRTN-----B | 22 | CENTRALE A BIOMASSE BANDO D'ARGENTA | Biomass | 132
26WIMPI-S01SDMNO | Italy | 10YIT-GRTN-----B | 12 | S.DAMIANO | Hydro Run-of-river and poundage | 132
26WIMPI-S15MTDD6 | Italy | 10YIT-GRTN-----B | 350 | MADDALONI T.GAS | Other | 220
26WIMPI-S20CGNTW | Italy | 10YIT-GRTN-----B | 98 | CENTRALE GRIGHINE | Wind Onshore | 220
26WIMPI-S03CRNAM | Italy | 10YIT-GRTN-----B | 48 | CARONA | Hydro Water Reservoir | 132
26WIMPI-S16P2LNC | Italy | 10YIT-GRTN-----B | 20 | PALINO 20MW | Wind Onshore | 150
26WIMPI-S01CRTOP | Italy | 10YIT-GRTN-----B | 17 | CROT | Hydro Run-of-river and poundage | 132
26WIMPI-S09S2SST | Italy | 10YIT-GRTN-----B | 20 | SASSO 2 | Geothermal | 132
26WIMPI-S16R3CCA | Italy | 10YIT-GRTN-----B | 40 | ROCCHETTA 3 | Wind Onshore | 150
26WIMPI-S03SNDOY | Italy | 10YIT-GRTN-----B | 144 | SONDRIO | Hydro Run-of-river and poundage | 220
26WIMPI-S10GLLT5 | Italy | 10YIT-GRTN-----B | 166 | GALLETO | Hydro Run-of-river and poundage | 220
26WIMPI-S04PRCMY | Italy | 10YIT-GRTN-----B | 35 | PRACOMUNE | Hydro Pumped Storage | 220
26WIMPI-S03RCSL7 | Italy | 10YIT-GRTN-----B | 12 | RESIO | Hydro Run-of-river and poundage | 132
26WIMPI-S01VTZZU | Italy | 10YIT-GRTN-----B | 31 | VIZZOLA T. | Hydro Run-of-river and poundage | 132
26WIMPI-S19PCRTZ | Italy | 10YIT-GRTN-----B | 16 | PARTINICO | Wind Onshore | 150
26WIMPI-S12CMNC0 | Italy | 10YIT-GRTN-----B | 8 | COMUNACQUA | Hydro Run-of-river and poundage | 150
26WIMPI-S01CEMPM | Italy | 10YIT-GRTN-----B | 16 | Centrale idroelettrica Megolo e Ceppomorelli | Hydro Run-of-river and poundage | 132
26WIMPI-S12GFRR3 | Italy | 10YIT-GRTN-----B | 5 | MANDELA | Hydro Run-of-river and poundage | 150
26WIMPI-S09M2NTZ | Italy | 10YIT-GRTN-----B | 17 | MONTEVERDI 2 | Geothermal | 132
26WIMPI-0604433L | Italy | 10YIT-GRTN-----B | 12 | PRIMARIA BIS | Hydro Water Reservoir | 380
26WIMPI-S08PLCNW | Italy | 10YIT-GRTN-----B | 806 | PIACENZA | Other | 380
26WIMPI-S03TRBGZ | Italy | 10YIT-GRTN-----B | 1569 | TURBIGO | Other | 380
26WIMPI-S09SBRBU | Italy | 10YIT-GRTN-----B | 391 | S.BARBARA | Fossil Gas | 380
26WIMPI-0063022G | Italy | 10YIT-GRTN-----B | 15 | Piano del Cornale | Wind Onshore | 150
26WIMPI-S01PNTOD | Italy | 10YIT-GRTN-----B | 0 | PONTE | Hydro Water Reservoir | 220
26WIMPI-S03DSSO7 | Italy | 10YIT-GRTN-----B | 43 | DOSSI | Hydro Water Reservoir | 132
26WIMPI-0420910Z | Italy | 10YIT-GRTN-----B | 400 | ILVA TARANTO CET3 | Fossil Coal-derived gas | 220
26WIMPI-S03SSCD2 | Italy | 10YIT-GRTN-----B | 19 | CENTRALE DI COGENERAZIONE | Fossil Gas | 15
26WIMPI-S02SGNYI | Italy | 10YIT-GRTN-----B | 42 | SIGNAYES | Hydro Run-of-river and poundage | 132
26WIMPI-0222863M | Italy | 10YIT-GRTN-----B | 46 | Impianto eolico di Cutro - località Rosito | Wind Onshore | 150
26WIMPI-S05SCTIU | Italy | 10YIT-GRTN-----B | 18 | SICET | Biomass | 132
26WIMYI-S06ELTTB | Italy | 10YIT-GRTN-----B | 57 | CENTRALE ELETTROGORIZIA | Other | 132
26WIMPI-S14NAVCV | Italy | 10YIT-GRTN-----B | 38 | NUOVA ACQUASPRUZZA | Wind Onshore | 150
26WIMPI-S16PIGGE | Italy | 10YIT-GRTN-----B | 30 | POGGIO IMPERIALE | Wind Onshore | 150
26WIMPI-C19CCRLM | Italy | 10YIT-GRTN-----B | 24 | CARLENTINI | Wind Onshore | 150
26WIMPI-S13CTTM2 | Italy | 10YIT-GRTN-----B | 115 | CTE TAMARETE | Other | 150
26WIMPI-S04CTNB6 | Italy | 10YIT-GRTN-----B | 18 | RIO RIVA | Hydro Run-of-river and poundage | 20
26WIMPI-S03XMCMK | Italy | 10YIT-GRTN-----B | 164 | MESE | Hydro Run-of-river and poundage | 132
26WIMPI-S01ACTV7 | Italy | 10YIT-GRTN-----B | 53 | ACTV | Fossil Gas | 132
26WIMPI-S09P5NC5 | Italy | 10YIT-GRTN-----B | 20 | PIANCASTAGNAIO 5 | Geothermal | 132
26WIMPI-S07CERNC | Italy | 10YIT-GRTN-----B | 21 | CAIRO | Other | 132
26WIMPI-S03BRDG8 | Italy | 10YIT-GRTN-----B | 48 | BORDOGNA | Hydro Run-of-river and poundage | 132
26WIMPIOVESCA-1G | Italy | 10YIT-GRTN-----B | 43 | ROVESCA | Hydro Water Reservoir | 132
26WIMPI-0304834O | Italy | 10YIT-GRTN-----B | 20 | Nebrodi Est | Wind Onshore | 150
26WIMZI-S01BVRG0 | Italy | 10YIT-GRTN-----B | 140 | VERZUOLO | Other | 132
26WIMPI-B16CRST6 | Italy | 10YIT-GRTN-----B | 20 | BUGLIA | Wind Onshore | 150
26WIMPI-S02ISLLF | Italy | 10YIT-GRTN-----B | 32 | ISOLLAZ | Hydro Run-of-river and poundage | 132
26WIMPI-S20SCLC8 | Italy | 10YIT-GRTN-----B | 432 | SULCIS CENTR | Other | 220
26WIMPI-N09SLMRD | Italy | 10YIT-GRTN-----B | 39 | NUOVA SAN MARTINO | Geothermal | 132
26WIMPI-S20STMRI | Italy | 10YIT-GRTN-----B | 32 | SA TURRINA MANNA | Wind Onshore | 150
26WIMPI-05898537 | Italy | 10YIT-GRTN-----B | 32 | SERRA DI CRISTO | Wind Onshore | 150
26WIMPI-S14SGIGD | Italy | 10YIT-GRTN-----B | 13 | SAN GIOVANNI IN GALDO | Wind Onshore | 20
26WIMPI-S18SSNSD | Italy | 10YIT-GRTN-----B | 79 | SAN SOSTENE | Wind Onshore | 150
26WIMPIGROSIO-11 | Italy | 10YIT-GRTN-----B | 655 | GROSIO | Hydro Run-of-river and poundage | 220
26WIMPI-S01RIQTM | Italy | 10YIT-GRTN-----B | 49 | CENTRALE COGENERAZIONE - ROQUETTE ITALIA | Fossil Gas | 132
26WIMPI-S16BMRLP | Italy | 10YIT-GRTN-----B | 10 | BARLETTA 10MW | Wind Onshore | 150
26WIMPI-0057328F | Italy | 10YIT-GRTN-----B | 22 | TAVERNA LA STORTA SUD | Wind Onshore | 150
26WIMPI-S20F1LMN | Italy | 10YIT-GRTN-----B | 7 | FLUMENDOSA 1 | Hydro Water Reservoir | 150
26WIMPI-S05PMRTQ | Italy | 10YIT-GRTN-----B | 126 | PORTO MARGHERA | Fossil Hard coal | 132
26WIMPI-S08PRDRY | Italy | 10YIT-GRTN-----B | 11 | PREDARE | Hydro Run-of-river and poundage | 132
26WIMPI-S01ENTRP | Italy | 10YIT-GRTN-----B | 1064 | ENTRACQUE_CHRO | Hydro Pumped Storage | 380
26WIMPI-0300653B | Italy | 10YIT-GRTN-----B | 787 | CCGT APRILIA | Fossil Gas | 380
26WIMPI-S03SSSN8 | Italy | 10YIT-GRTN-----B | 111 | SESTO SAN GIOVANNI | Fossil Gas | 220
26WIMPI-03585694 | Italy | 10YIT-GRTN-----B | 13 | Spartivento | Wind Onshore | 150
26WIMPI-S15GTGLB | Italy | 10YIT-GRTN-----B | 348 | GIUGLIANO T.GAS | Fossil Oil | 220
26WIMPI-S03CRNOV | Italy | 10YIT-GRTN-----B | 15 | CORENNO | Hydro Run-of-river and poundage | 15
26WIMPI-0037076S | Italy | 10YIT-GRTN-----B | 14 | PILANI | Wind Onshore | 150
26WIMPI-01161911 | Italy | 10YIT-GRTN-----B | 97 | FOSSA DEL LUPO | Wind Onshore | 150
26WIMPI-S12G1VIS | Italy | 10YIT-GRTN-----B | 5 | COLARI | Other | 20
26WIMPI-0091868Q | Italy | 10YIT-GRTN-----B | 20 | Su Scioffu | Solar | 150
26WIMPI-S08FCTVE | Italy | 10YIT-GRTN-----B | 24 | FEATV2 | Waste | 132
26WIMPI-S01ECLF6 | Italy | 10YIT-GRTN-----B | 804 | E.ON C.TE LIVORNO FERRARIS | Other | 380
26WIMPI-S01DCRNE | Italy | 10YIT-GRTN-----B | 10 | DRONERO C. | Hydro Run-of-river and poundage | 132
26WIMPI-0221669N | Italy | 10YIT-GRTN-----B | 22 | Petralia Sottana | Wind Onshore | 150
26WIMPI-S14CRPA3 | Italy | 10YIT-GRTN-----B | 24 | CARPINONE | Wind Onshore | 150
26WIMPI-S16L3CC3 | Italy | 10YIT-GRTN-----B | 48 | LECCE3 | Wind Onshore | 150
26WIMPI-S02HN2OH | Italy | 10YIT-GRTN-----B | 11 | HONE2 | Hydro Run-of-river and poundage | 132
26WIMPI-P16IAVCV | Italy | 10YIT-GRTN-----B | 19 | PANNI | Wind Onshore | 150
26WIMPI-S16MANRI | Italy | 10YIT-GRTN-----B | 18 | MINERVINO MURGE | Wind Onshore | 150
26WIMPI-0163777U | Italy | 10YIT-GRTN-----B | 48 | Vallata | Wind Onshore | 150
26WIMPI-S12MCNTU | Italy | 10YIT-GRTN-----B | 3446 | MONTALTO C.LE | Other | 380
26WIMPI-S05PMAR7 | Italy | 10YIT-GRTN-----B | 753 | LEVANTE | Fossil Gas | 220
26WIMPI-C16FERT1 | Italy | 10YIT-GRTN-----B | 22 | SAN CHIRICO | Wind Onshore | 150
26WIMPI-S16GRC2Q | Italy | 10YIT-GRTN-----B | 11 | GRECI 2 | Wind Onshore | 20
26WIMPI-S13PECR1 | Italy | 10YIT-GRTN-----B | 31 | PARCO EOLICO COCULLO | Wind Onshore | 150
26WIMPI-0390312K | Italy | 10YIT-GRTN-----B | 42 | vento a Piansano | Wind Onshore | 150
26WIMPI-S13BCRGJ | Italy | 10YIT-GRTN-----B | 0 | AVEZZANO | Fossil Gas | 150
26WIMPI-S15STTV3 | Italy | 10YIT-GRTN-----B | 404 | CENTRALE DI TEVEROLA | Fossil Gas | 380
26WIMPI-0137768T | Italy | 10YIT-GRTN-----B | 37 | SANT'ANDREA ENERGIA PULITA | Biomass | 132
26WIMPI-S18PEMAC | Italy | 10YIT-GRTN-----B | 44 | PARCO EOLICO MARCO AURELIO SEVERINO | Wind Onshore | 220
26WIMPI-S02CHVNI | Italy | 10YIT-GRTN-----B | 30 | CHAVONNE | Hydro Run-of-river and poundage | 132
26WIMPI-M03IMSLN | Italy | 10YIT-GRTN-----B | 9 | MANTELERA | Hydro Run-of-river and poundage | 132
26WIMPI-S07SMNC8 | Italy | 10YIT-GRTN-----B | 9 | SAN MICHELE CAROSO | Hydro Water Reservoir | 22
26WIMPI-S01CSTD6 | Italy | 10YIT-GRTN-----B | 28 | CASTELDELF | Hydro Water Reservoir | 132
26WIMPI-S09CRFNL | Italy | 10YIT-GRTN-----B | 15 | CORFINO | Hydro Run-of-river and poundage | 132
26WIMPI-S08LCCS4 | Italy | 10YIT-GRTN-----B | 1466 | LA CASELLA C.LE | Other | 380
26WIMPI-S13SMSZ1 | Italy | 10YIT-GRTN-----B | 20 | SAGITTARIO NUOVO | Hydro Run-of-river and poundage | 60
26WIMPI-S01KMBRG | Italy | 10YIT-GRTN-----B | 18 | CHP | Other | 132
26WIMPI-01113115 | Italy | 10YIT-GRTN-----B | 42 | IL PRIMO | Solar | 150
26WIMPI-0604090P | Italy | 10YIT-GRTN-----B | 15 | Hptestsolar2 | Solar | 150
26WIMPI-S09R2NC7 | Italy | 10YIT-GRTN-----B | 18 | RANCIA 2 | Geothermal | 132
26WIMPI-04529968 | Italy | 10YIT-GRTN-----B | 30 | TRE_TORRI | Wind Onshore | 150
26WIMPI-S19TCRMT | Italy | 10YIT-GRTN-----B | 1235 | TERMINI IMERESE C.LE | Other | 380
26WIMPI-S16CRNTX | Italy | 10YIT-GRTN-----B | 18 | MINERVINO MURGE - CONTRADA RINALDI | Wind Onshore | 150
26WIMPI-S15B4SC7 | Italy | 10YIT-GRTN-----B | 48 | BISACCIA 48MW | Wind Onshore | 150
26WIMPII-LIRO-1L | Italy | 10YIT-GRTN-----B | 118 | ISOLATO SPLUGA | Hydro Water Reservoir | 132
26WIMPI-S12ASCL1 | Italy | 10YIT-GRTN-----B | 23 | SALISANO | Hydro Run-of-river and poundage | 150
26WIMYI-S04BZZOB | Italy | 10YIT-GRTN-----B | 95 | BOAZZO | Hydro Water Reservoir | 220
26WIMPI-S09C2RBZ | Italy | 10YIT-GRTN-----B | 19 | CARBOLI 2 | Geothermal | 132
26WIMPI-S20SBSDQ | Italy | 10YIT-GRTN-----B | 24 | SAN BASILIO | Wind Onshore | 150
26WIMPI-S01PTRRQ | Italy | 10YIT-GRTN-----B | 13 | PIETRAPORZIO | Hydro Run-of-river and poundage | 132
26WIMPI-S03ACMNW | Italy | 10YIT-GRTN-----B | 969 | CASSANO | Fossil Gas | 380
26WIMPI-S18SCMR8 | Italy | 10YIT-GRTN-----B | 885 | SIMERI CRICHI | Fossil Gas | 380
26WIMPI-S18S2TRR | Italy | 10YIT-GRTN-----B | 34 | SATRIANO 2S | Hydro Run-of-river and poundage | 150
26WIMPI-S18MRCR8 | Italy | 10YIT-GRTN-----B | 34 | MERCURE | Biomass | 220
26WIMPI-S08CTRPG | Italy | 10YIT-GRTN-----B | 174 | CARPI TURBOGAS | Fossil Gas | 132
26WIMPI-0073522R | Italy | 10YIT-GRTN-----B | 45 | ANDROMEDA 45 MW | Solar | 150
26WIMPI-S07RCNTJ | Italy | 10YIT-GRTN-----B | 8 | CENTRALE IDROELETTRICA DI CANATE | Hydro Run-of-river and poundage | 22
26WIMPI-S04GRGNS | Italy | 10YIT-GRTN-----B | 14 | GRIGNO | Hydro Run-of-river and poundage | 60
26WIMPI-S19CECEJ | Italy | 10YIT-GRTN-----B | 14 | CACCAMO | Wind Onshore | 150
26WIMPI-S02GRSSV | Italy | 10YIT-GRTN-----B | 12 | GRESSONEY | Hydro Water Reservoir | 132
26WIMPI-S13SCNDQ | Italy | 10YIT-GRTN-----B | 175 | CELANO | Fossil Gas | 150
26WIMPI-S05AGRD9 | Italy | 10YIT-GRTN-----B | 24 | AGORDO | Hydro Run-of-river and poundage | 132
26WIMPI-S16CDMNU | Italy | 10YIT-GRTN-----B | 810 | SORGENIA PUGLIA CENTRALE DI MODUGNO | Other | 380
26WIMPI-S12FIRFK | Italy | 10YIT-GRTN-----B | 14 | FARFA I | Hydro Run-of-river and poundage | 20
26WIMPI-S03GCRD7 | Italy | 10YIT-GRTN-----B | 14 | GORDONA | Hydro Run-of-river and poundage | 132
26WIMPIAMENTO-1T | Italy | 10YIT-GRTN-----B | 220 | SOMPLAGO | Hydro Run-of-river and poundage | 220
26WIMPI-S07CRSBI | Italy | 10YIT-GRTN-----B | 9 | CAROSO-BORZONASCA | Hydro Water Reservoir | 22
26WIMPI-S01LMEIK | Italy | 10YIT-GRTN-----B | 22 | LEMIE | Hydro Run-of-river and poundage | 132
26WIMPI-S14MCCH1 | Italy | 10YIT-GRTN-----B | 10 | MACCHIA VF | Wind Onshore | 150
26WIMPI-S16T2RO9 | Italy | 10YIT-GRTN-----B | 15 | TROIA2 | Wind Onshore | 150
26WIMPI-0604444G | Italy | 10YIT-GRTN-----B | 60 | REMUNERAZIONE_PRIMARIA | Fossil Gas | 150
26WIMPI-S20NTLV1 | Italy | 10YIT-GRTN-----B | 29 | NULVI TERGU | Wind Onshore | 150
26WIMPI-S01VRZAE | Italy | 10YIT-GRTN-----B | 16 | VARZO CAIRASCA | Hydro Run-of-river and poundage | 132
26WIMPI-S08EFNP0 | Italy | 10YIT-GRTN-----B | 700 | S.E.F. SRL | Other | 380
26WIMPI-S04MRLNK | Italy | 10YIT-GRTN-----B | 38 | MARLENGO | Hydro Run-of-river and poundage | 132
26WIMPI-S03CLTCO | Italy | 10YIT-GRTN-----B | 117 | LAMARMORA | Other | 20
26WIMPI-0604578W | Italy | 10YIT-GRTN-----B | 12 | Hprilpe02 | Hydro Run-of-river and poundage | 60
26WIMPI-0580565K | Italy | 10YIT-GRTN-----B | 12 | Ferrara Aranova | Solar | 132
26WIMPI-S01ENRBQ | Italy | 10YIT-GRTN-----B | 21 | ENERBIELLA | Fossil Gas | 132
26WIMPI-S04ALAAF | Italy | 10YIT-GRTN-----B | 38 | ALA | Hydro Run-of-river and poundage | 220
26WIMPI-S19MDENN | Italy | 10YIT-GRTN-----B | 25 | MONTE DURRA' | Wind Onshore | 150
26WIMPI-S12FIRAU | Italy | 10YIT-GRTN-----B | 6 | FARFA II | Hydro Run-of-river and poundage | 20
26WIMPI-0304850Q | Italy | 10YIT-GRTN-----B | 23 | Alcantara Sud | Wind Onshore | 150
26WIMPI-S20BSPWE | Italy | 10YIT-GRTN-----B | 36 | BIOPOWER SARDEGNA | Other | 15
26WIMPI-0086935I | Italy | 10YIT-GRTN-----B | 16 | PESCINA WIND | Wind Onshore | 150
26WIMPI-0304845J | Italy | 10YIT-GRTN-----B | 26 | EolicoLucera-BorgoSanGiusto | Wind Onshore | 150
26WIMPI-S16O1LV5 | Italy | 10YIT-GRTN-----B | 16 | OLIVOLA 16MW | Wind Onshore | 150
26WIMPI-S15CASTI | Italy | 10YIT-GRTN-----B | 10 | CASTELNUOVO DI CONZA | Wind Onshore | 150
26WIMPI-01417304 | Italy | 10YIT-GRTN-----B | 11 | Parco di Stalla | Solar | 150
26WIMPI-R16CRSTQ | Italy | 10YIT-GRTN-----B | 11 | FRANCIOSA2 | Wind Onshore | 150
26WIMPI-S12SCLLM | Italy | 10YIT-GRTN-----B | 7 | SCALELLE | Hydro Run-of-river and poundage | 20
26WIMPI-S05BTRGK | Italy | 10YIT-GRTN-----B | 29 | BORGO TRENTO | Fossil Gas | 20
26WIMPI-0043227A | Italy | 10YIT-GRTN-----B | 28 | EALL - S. Vittore del Lazio | Other | 150
26WIMPI-S02CHMP4 | Italy | 10YIT-GRTN-----B | 11 | CHAMPAGNE1 | Hydro Run-of-river and poundage | 132
26WIMPI-0364301N | Italy | 10YIT-GRTN-----B | 24 | Sant'Alberto 2 | Solar | 132
26WIMPI-0410150O | Italy | 10YIT-GRTN-----B | 20 | Impianto Eolico Sambuco | Wind Onshore | 150
26WIMPI-01128175 | Italy | 10YIT-GRTN-----B | 24 | Sun Energy and Partners | Solar | 150
26WIMPI-S03MSNA5 | Italy | 10YIT-GRTN-----B | 7 | MASINO | Hydro Run-of-river and poundage | 60
26WIMPI-S19GRRTK | Italy | 10YIT-GRTN-----B | 45 | GIARRATANA | Wind Onshore | 150
26WIMPI-0304843N | Italy | 10YIT-GRTN-----B | 23 | Alcantara Nord | Wind Onshore | 150
26WIMPI-0206435Z | Italy | 10YIT-GRTN-----B | 10 | Ferrara Focomorto 2 | Solar | 132
26WIMPI-S05STNGL | Italy | 10YIT-GRTN-----B | 29 | LA STANGA | Hydro Run-of-river and poundage | 132
26WIMPI-S19PCRLE | Italy | 10YIT-GRTN-----B | 744 | PRIOLO C.LE | Other | 220
26WIMPI-S18MRCLK | Italy | 10YIT-GRTN-----B | 12 | MARCELLINARA | Wind Onshore | 150
26WIMPI-S09PNCC3 | Italy | 10YIT-GRTN-----B | 18 | PIANACCE | Geothermal | 132
26WIMPI-S11PRRTN | Italy | 10YIT-GRTN-----B | 16 | ASCOLI PORTA ROMANA | Hydro Run-of-river and poundage | 20
26WIMPINAGRTT-1O | Italy | 10YIT-GRTN-----B | 30 | GROTTAFUMATA | Hydro Water Reservoir | 150
26WIMPI-S01MNRFF | Italy | 10YIT-GRTN-----B | 19 | MIRAFIORI NORD | Other | 22
26WIMPI-S05MCPLT | Italy | 10YIT-GRTN-----B | 20 | MALGA CIAPELA | Hydro Water Reservoir | 132
26WIMPI-0460320W | Italy | 10YIT-GRTN-----B | 14 | Centrale Elettrica Manfredonia Paglia | Other | 150
26WIMPI-S15IESIV | Italy | 10YIT-GRTN-----B | 77 | SAVIGNANO | Wind Onshore | 150
26WIMPI-S16CEPNH | Italy | 10YIT-GRTN-----B | 17 | C.LE EOLICA PIETRAMONTECORVINO | Wind Onshore | 150
26WIMPI-S16BTRAJ | Italy | 10YIT-GRTN-----B | 216 | BARI | Other | 150
26WIMPI-S09RSNOR | Italy | 10YIT-GRTN-----B | 400 | ROSEN | Fossil Gas | 380
26WIMPI-S03VEGHN | Italy | 10YIT-GRTN-----B | 381 | VOGHERA | Fossil Gas | 380
26WIMPI-S18M1CN9 | Italy | 10YIT-GRTN-----B | 101 | MUCONE 1S | Hydro Water Reservoir | 150
26WIMPI-01473496 | Italy | 10YIT-GRTN-----B | 89 | Impianto eolico di Portoscuso | Wind Onshore | 150
26WIMPI-S03EMC43 | Italy | 10YIT-GRTN-----B | 800 | ENIPOWER MANTOVA | Other | 380
26WIMPI-S12PFNT3 | Italy | 10YIT-GRTN-----B | 22 | PONTE FELICE | Hydro Run-of-river and poundage | 150
26WIMPI-S15IFVP4 | Italy | 10YIT-GRTN-----B | 54 | IVPC FOIANO | Wind Onshore | 150
26WIMPI-S04SRNT9 | Italy | 10YIT-GRTN-----B | 20 | SARENTINO | Hydro Run-of-river and poundage | 60
26WIMPI-S19CCNR5 | Italy | 10YIT-GRTN-----B | 20 | CONTRADA COLLA | Wind Onshore | 220
26WIMPI-S02CHMGM | Italy | 10YIT-GRTN-----B | 29 | CHAMPAGNE2 | Hydro Run-of-river and poundage | 132
26WIMPI-S15ICDVL | Italy | 10YIT-GRTN-----B | 15 | I COLORI DEL VENTO | Wind Onshore | 20
26WIMPI-S12TRRLD | Italy | 10YIT-GRTN-----B | 1845 | TORREVAL.NORD | Other | 380
26WIMPI-S01SNFRY | Italy | 10YIT-GRTN-----B | 14 | SANFRONT | Hydro Run-of-river and poundage | 132
26WIMPI-0403629N | Italy | 10YIT-GRTN-----B | 74 | Bonorva | Wind Onshore | 150
26WIMPI-S19TCRPN | Italy | 10YIT-GRTN-----B | 212 | TRAPANI C.LE | Fossil Gas | 150
26WIMPI-S09NSVSF | Italy | 10YIT-GRTN-----B | 17 | NUOVA SASSO | Geothermal | 132
26WIMPI-S03ACMSM | Italy | 10YIT-GRTN-----B | 400 | CTE DEL MINCIO | Other | 220
26WIMPI-S19CCNT1 | Italy | 10YIT-GRTN-----B | 35 | CONTRASTO C.LE | Hydro Run-of-river and poundage | 150
26WIMPI-S16ORDNF | Italy | 10YIT-GRTN-----B | 34 | ORDONA VALLE SCODELLA | Wind Onshore | 150
26WIMPI-S19APGPP | Italy | 10YIT-GRTN-----B | 410 | CTE NUCE NORD | Other | 380
26WIMPI-S08DCSTV | Italy | 10YIT-GRTN-----B | 34 | DISTER COGENERAZIONE | Other | 132
26WIMPI-S01TLSSX | Italy | 10YIT-GRTN-----B | 35 | TELESSIO | Hydro Pumped Storage | 132
26WIMPI-S16CDDT8 | Italy | 10YIT-GRTN-----B | 12 | PARCO EOLICO CASTELNUOVO DELLA DAUNIA | Wind Onshore | 20
26WIMPI-S18PELCB | Italy | 10YIT-GRTN-----B | 96 | PE LE CANNELLA | Wind Onshore | 22
26WIMPI-S03RDLMM | Italy | 10YIT-GRTN-----B | 15 | REA DALMINE | Waste | 132
26WIMPI-S03GCRV8 | Italy | 10YIT-GRTN-----B | 14 | GRAVEDONA | Hydro Run-of-river and poundage | 15
26WIMPI-0601951E | Italy | 10YIT-GRTN-----B | 15 | PAI - Polo Ambientale Integrato | Other | 15
26WIMPI-0693963H | Italy | 10YIT-GRTN-----B | 14 | GIRIFALCO | Solar | 150
26WIMPI-S03CRVER | Italy | 10YIT-GRTN-----B | 11 | CREVA | Hydro Run-of-river and poundage | 15
26WIMPI-S20NMGRF | Italy | 10YIT-GRTN-----B | 22 | NURRI | Wind Onshore | 150
26WIMPITOADDA-1T | Italy | 10YIT-GRTN-----B | 327 | VENINA | Hydro Run-of-river and poundage | 220
26WIMPI-S03PSCI7 | Italy | 10YIT-GRTN-----B | 7 | PAISCO | Hydro Run-of-river and poundage | 132
26WIMPI-S19SBCLB | Italy | 10YIT-GRTN-----B | 12 | SCLAFANI BAGNI 2 | Wind Onshore | 220
26WIMPI-0604630J | Italy | 10YIT-GRTN-----B | 12 | Sspc0018 | Wind Onshore | 22
26WIMPI-S05FTSNK | Italy | 10YIT-GRTN-----B | 871 | FUSINA T. | Other | 380
26WIMPI-S15CLRAF | Italy | 10YIT-GRTN-----B | 9 | CALORE | Hydro Run-of-river and poundage | 60
26WIMPI-S09AMBNQ | Italy | 10YIT-GRTN-----B | 14 | AMBIENTE | Biomass | 132
26WIMPI-0430053A | Italy | 10YIT-GRTN-----B | 14 | Impianto di generazione elettrica da lignina | Biomass | 132
26WIMPI-0604631H | Italy | 10YIT-GRTN-----B | 15 | Sspc0019 | Wind Onshore | 22
26WIMPI-S01QNCNO | Italy | 10YIT-GRTN-----B | 21 | QUINCINETTO 2 | Hydro Run-of-river and poundage | 132
26WIMPI-S09PNCNI | Italy | 10YIT-GRTN-----B | 20 | PIANCASTAGNAIO 3 | Geothermal | 132
26WIMPI-S06CNVAX | Italy | 10YIT-GRTN-----B | 36 | CANEVA | Hydro Run-of-river and poundage | 132
26WIMPI-S15RCGLO | Italy | 10YIT-GRTN-----B | 36 | RICIGLIANO | Wind Onshore | 150
26WIMPI-S16IVVP8 | Italy | 10YIT-GRTN-----B | 15 | VOLTURARA | Wind Onshore | 150
26WIMPI-S06TRVC2 | Italy | 10YIT-GRTN-----B | 809 | TORVISCOSA | Other | 380
26WIMPI-S04FBNTR | Italy | 10YIT-GRTN-----B | 10 | FONTANA BIANCA | Hydro Water Reservoir | 60
26WIMPI-0561577K | Italy | 10YIT-GRTN-----B | 24 | Guardia | Wind Onshore | 150
26WIMPI-S11FRLUF | Italy | 10YIT-GRTN-----B | 13 | FURLO | Hydro Run-of-river and poundage | 132
26WIMPI-S02MNTJW | Italy | 10YIT-GRTN-----B | 50 | MONTJOVET | Hydro Run-of-river and poundage | 220
26WIMPI-S09NPMVB | Italy | 10YIT-GRTN-----B | 31 | NUOVO PIGNONE MS | Fossil Gas | 132
26WIMPI-S18ETAEZ | Italy | 10YIT-GRTN-----B | 15 | ETA SPA | Biomass | 150
26WIMPI-S08MSCHV | Italy | 10YIT-GRTN-----B | 8 | MUSCHIOSO | Hydro Run-of-river and poundage | 132
26WIMPI-S05QRUEM | Italy | 10YIT-GRTN-----B | 32 | QUERO | Hydro Run-of-river and poundage | 132
26WIMPI-S20CWFTT | Italy | 10YIT-GRTN-----B | 13 | C.W.F.ITALIA | Other | 150
26WIMPI-S01NNVLN | Italy | 10YIT-GRTN-----B | 97 | NOVEL | Other | 132
26WIMPI-0092784R | Italy | 10YIT-GRTN-----B | 48 | Fotovoltaico Enersol | Solar | 132
26WIMPI-S05FDLTJ | Italy | 10YIT-GRTN-----B | 210 | FADALTO | Hydro Pumped Storage | 220
26WIMPI-S09PNCT6 | Italy | 10YIT-GRTN-----B | 20 | PIANCASTAGNAIO 4 | Geothermal | 132
26WIMPI-S19PEVRJ | Italy | 10YIT-GRTN-----B | 23 | VIZZINI | Wind Onshore | 150
26WIMPI-S14ENRGS | Italy | 10YIT-GRTN-----B | 11 | ENERGONUT SPA | Other | 20
26WIMPI-S01PDMCO | Italy | 10YIT-GRTN-----B | 7 | PIEDIMULERA | Hydro Run-of-river and poundage | 15
26WIMPI-S19SNNTP | Italy | 10YIT-GRTN-----B | 32 | SANTA NINFA | Wind Onshore | 150
26WIMYI-S15MNTNB | Italy | 10YIT-GRTN-----B | 32 | MONTELUNGO | Hydro Run-of-river and poundage | 150
26WIMPI-S12CTLOS | Italy | 10YIT-GRTN-----B | 40 | COTILIA | Hydro Water Reservoir | 150
26WIMPI-S01TRNI7 | Italy | 10YIT-GRTN-----B | 362 | TRINO | Other | 380
26WIMPI-05777205 | Italy | 10YIT-GRTN-----B | 20 | Parco Eolico "Poggio Malconsiglio" | Wind Onshore | 132
26WIMPI-S02H1NO5 | Italy | 10YIT-GRTN-----B | 18 | HONE1 | Hydro Run-of-river and poundage | 132
26WIMPI-S03BCNNO | Italy | 10YIT-GRTN-----B | 21 | ISOLA E MANTELERA | Hydro Run-of-river and poundage | 132
26WIMPI-S12TRRVU | Italy | 10YIT-GRTN-----B | 1488 | TORREVALDALIGA | Other | 380
26WIMPI-S14LTRNT | Italy | 10YIT-GRTN-----B | 248 | LARINO TG | Other | 150
26WIMPI-S14RPBTE | Italy | 10YIT-GRTN-----B | 15 | RIPABOTTONI | Wind Onshore | 150
26WIMPI-S20CGHNP | Italy | 10YIT-GRTN-----B | 22 | COGHINAS | Hydro Water Reservoir | 150
26WIMPI-S20CTNTH | Italy | 10YIT-GRTN-----B | 20 | TIRSO1S | Hydro Run-of-river and poundage | 220
26WIMPI-S03CMMPF | Italy | 10YIT-GRTN-----B | 36 | CAMPO MORO | Hydro Pumped Storage | 220
26WIMPI-S03CRTPB | Italy | 10YIT-GRTN-----B | 51 | CPIGNA | Fossil Gas | 132
26WIMPI-S03BFFTO | Italy | 10YIT-GRTN-----B | 10 | BOFFETTO | Hydro Run-of-river and poundage | 132
26WIMPI-S08IPSL7 | Italy | 10YIT-GRTN-----B | 12 | ISOLA PALANZANO | Hydro Run-of-river and poundage | 132
26WIMPI-S04NATRE | Italy | 10YIT-GRTN-----B | 175 | CENTRALE NATURNO | Hydro Water Reservoir | 220
26WIMPI-S04PGRDE | Italy | 10YIT-GRTN-----B | 48 | PONTE GARDENA | Hydro Run-of-river and poundage | 132
26WIMPI-S18SCNDX | Italy | 10YIT-GRTN-----B | 826 | CENTRALE DI SCANDALE | Other | 380
26WIMPI-S03IMSLC | Italy | 10YIT-GRTN-----B | 12 | ISOLA | Hydro Run-of-river and poundage | 132
26WIMPI-0602190V | Italy | 10YIT-GRTN-----B | 39 | BAGNORE 4 | Geothermal | 132
26WIMZI-S14CMPM0 | Italy | 10YIT-GRTN-----B | 87 | CAMPOMARINO | Other | 150
26WIMPI-S17PECRE | Italy | 10YIT-GRTN-----B | 10 | CAMPOMAGGIORE | Wind Onshore | 20
26WIMPI-S16EVDNC | Italy | 10YIT-GRTN-----B | 11 | VOLTURARA | Wind Onshore | 150
26WIMPI-0393807F | Italy | 10YIT-GRTN-----B | 13 | TROIA CANCARRO | Solar | 150
26WIMPI-S02AVSIS | Italy | 10YIT-GRTN-----B | 127 | AVISE | Hydro Run-of-river and poundage | 220
26WIMPI-S17COVDA | Italy | 10YIT-GRTN-----B | 12 | CENTRO OLIO VAL D'AGRI | Fossil Gas | 20
26WIMPI-S20FOMSR | Italy | 10YIT-GRTN-----B | 914 | FIUMESANTO | Other | 380
26WIMPI-S04SCLMF | Italy | 10YIT-GRTN-----B | 20 | CENTRALE S.COLOMBANO | Hydro Run-of-river and poundage | 132
26WIMPI-S04CMGI4 | Italy | 10YIT-GRTN-----B | 230 | CIMEGO | Hydro Water Reservoir | 220
26WIMPI-S08ISSLW | Italy | 10YIT-GRTN-----B | 76 | ISOLA SERAFINI | Hydro Run-of-river and poundage | 132
26WIMPI-S03SGNCJ | Italy | 10YIT-GRTN-----B | 10 | SAN GIACOMO | Hydro Water Reservoir | 20
26WIMPI-S04LMSAD | Italy | 10YIT-GRTN-----B | 64 | LASA | Hydro Water Reservoir | 220
26WIMPI-S09CSPLS | Italy | 10YIT-GRTN-----B | 24 | EVERFALESIA | Biomass | 132
26WIMPI-S03ISLIF | Italy | 10YIT-GRTN-----B | 9 | III SALTO | Hydro Run-of-river and poundage | 132
26WIMPI-S16MCNT6 | Italy | 10YIT-GRTN-----B | 41 | MONTECALVELLO | Wind Onshore | 150
26WIMPI-S05ARSIQ | Italy | 10YIT-GRTN-----B | 34 | ARSIE' | Hydro Run-of-river and poundage | 132
26WIMPI-S07SCPZX | Italy | 10YIT-GRTN-----B | 1169 | SPEZIA CENTR | Other | 380
26WIMZI-05933690 | Italy | 10YIT-GRTN-----B | 17 | JASMINE | Wind Onshore | 150
26WIMPI-S08TDFRR | Italy | 10YIT-GRTN-----B | 11 | C.LEHERA FORLABAGNOLO | Other | 132
26WIMPI-S01SCPGX | Italy | 10YIT-GRTN-----B | 12 | SPIGNO CEN | Hydro Run-of-river and poundage | 132
26WIMPI-S16DWMNN | Italy | 10YIT-GRTN-----B | 34 | MONTAGUTO | Wind Onshore | 150
26WIMPI-S19SMCRT | Italy | 10YIT-GRTN-----B | 46 | SERRA MARROCCO | Wind Onshore | 150
26WIMPI-S05CCCL7 | Italy | 10YIT-GRTN-----B | 11 | COGE. CENTRO CITTA' | Fossil Gas | 20
26WIMPI-S08UCNGO | Italy | 10YIT-GRTN-----B | 58 | UNIGRA' CONSELICE | Other | 132
26WIMPI-S03ECDVN | Italy | 10YIT-GRTN-----B | 38 | CIVIDATE | Hydro Run-of-river and poundage | 132
26WIMPI-05318347 | Italy | 10YIT-GRTN-----B | 57 | GTG101/GTG501 | Other | 150
26WIMPI-S09GLLCT | Italy | 10YIT-GRTN-----B | 25 | GALLICANO | Hydro Run-of-river and poundage | 132
26WIMPI-A16IAVC3 | Italy | 10YIT-GRTN-----B | 49 | IVPC ANZANO | Wind Onshore | 150
26WIMPI-S19PTRNG | Italy | 10YIT-GRTN-----B | 12 | PATERNO' C.LE | Hydro Run-of-river and poundage | 150
26WIMYI-S19ANPAB | Italy | 10YIT-GRTN-----B | 500 | ANAPO C.LE | Hydro Pumped Storage | 220
26WIMPI-S15GDSSP | Italy | 10YIT-GRTN-----B | 32 | Ginestra degli Schiavoni | Wind Onshore | 150
26WIMPI-S19CCMR8 | Italy | 10YIT-GRTN-----B | 38 | CONTRADA CORVO - COZZO MITURRO | Wind Onshore | 150
26WIMPI-S03RGLDS | Italy | 10YIT-GRTN-----B | 38 | REGOLEDO | Hydro Run-of-river and poundage | 132
26WIMPI-S02PNSME | Italy | 10YIT-GRTN-----B | 45 | PONT ST. MARTIN | Hydro Run-of-river and poundage | 132
26WIMPI-S04SNTNJ | Italy | 10YIT-GRTN-----B | 72 | S.ANTONIO | Hydro Run-of-river and poundage | 220
26WIMPI-S03CCHVL | Italy | 10YIT-GRTN-----B | 60 | CHIAVENNA | Hydro Run-of-river and poundage | 132
26WIMPI-S01PMNTP | Italy | 10YIT-GRTN-----B | 16 | PONTE MARM | Hydro Run-of-river and poundage | 132
26WIMPI-S08CRCBN | Italy | 10YIT-GRTN-----B | 15 | CABOT RAVENNA CTE1 | Other | 132
26WIMPI-03342034 | Italy | 10YIT-GRTN-----B | 17 | GUARNIERI | Wind Onshore | 150
26WIMPI-0057309J | Italy | 10YIT-GRTN-----B | 14 | SERRA DEL VENTO SUD | Wind Onshore | 150
26WIMPI-S03CDTL1 | Italy | 10YIT-GRTN-----B | 800 | CENTRALE DI TURANO LODIGIANO - BERTONICO (LO) | Fossil Gas | 380
26WIMPI-S12ADRR4 | Italy | 10YIT-GRTN-----B | 10 | CENTRALE DI COGENERAZIONE AEROPORTO FIUMICINO | Fossil Gas | 20
26WIMPI-S20F3LMF | Italy | 10YIT-GRTN-----B | 9 | FLUMENDOSA 3 | Hydro Water Reservoir | 150
26WIMPI-S09RDCNB | Italy | 10YIT-GRTN-----B | 59 | NUOVA RADICONDOLI | Geothermal | 132
26WIMPI-S17TCNPA | Italy | 10YIT-GRTN-----B | 16 | CENTRALE TERMOELETTRICA | Other | 15
26WIMPI-S15GDSNZ | Italy | 10YIT-GRTN-----B | 18 | GINESTRA | Wind Onshore | 20
26WIMPI-S17AGRIH | Italy | 10YIT-GRTN-----B | 39 | AGRI | Hydro Water Reservoir | 150
26WIMPI-S16CRLVZ | Italy | 10YIT-GRTN-----B | 12 | CARLUVA 16MW | Wind Onshore | 150
26WIMPI-S13CDGNT | Italy | 10YIT-GRTN-----B | 840 | GISSI | Fossil Gas | 380
26WIMPI-S02VLPL3 | Italy | 10YIT-GRTN-----B | 130 | VALPELLINE | Hydro Water Reservoir | 220
26WIMPI-S19MPWPS | Italy | 10YIT-GRTN-----B | 34 | MONTE PETRASI | Wind Onshore | 150
26WIMPI-S01CCBLY | Italy | 10YIT-GRTN-----B | 18 | CENTRALE DI COGENERAZIONE DI BARDONECCHIA | Fossil Gas | 15
26WIMPI-S16TLSVR | Italy | 10YIT-GRTN-----B | 18 | TAVERNA LA STORTA NORD | Wind Onshore | 150
26WIMPI-S19RFCZ9 | Italy | 10YIT-GRTN-----B | 22 | ROCCA FICUZZA | Wind Onshore | 220
26WIMPI-S05CNTRB | Italy | 10YIT-GRTN-----B | 134 | PORTO VIRO | Fossil Gas | 132
26WIMPI-S09LPNNY | Italy | 10YIT-GRTN-----B | 25 | LA PENNA | Hydro Run-of-river and poundage | 132
26WIMPI-S14V1LTN | Italy | 10YIT-GRTN-----B | 23 | VOLTURNO 1 | Hydro Run-of-river and poundage | 150
26WIMPI-0543164A | Italy | 10YIT-GRTN-----B | 16 | Biogen Chivasso | Other | 10
26WIMPI-0606738Q | Italy | 10YIT-GRTN-----B | 16 | Castellaneta Wind_Farm | Wind Onshore | 150
26WIMPI-S08BRLLI | Italy | 10YIT-GRTN-----B | 35 | U.P. BARILLA PARMA | Fossil Gas | 132
26WIMPI-S19FCRNN | Italy | 10YIT-GRTN-----B | 72 | FRANCOFONTE | Wind Onshore | 150
26WIMPI-S18PESP1 | Italy | 10YIT-GRTN-----B | 54 | PARCO EOLICO SERRA PELATA | Wind Onshore | 150
26WIMPI-S04SFLVM | Italy | 10YIT-GRTN-----B | 180 | S.FLORIANO | Hydro Run-of-river and poundage | 220
26WIMPI-S02CHTLS | Italy | 10YIT-GRTN-----B | 29 | CHATILLON | Hydro Run-of-river and poundage | 132
26WIMPI-05798648 | Italy | 10YIT-GRTN-----B | 34 | Palazzo San Gervasio | Wind Onshore | 150
26WIMPI-S09VSLLJ | Italy | 10YIT-GRTN-----B | 114 | VALLE SECOLO | Geothermal | 380
26WIMPI-S09S1STV | Italy | 10YIT-GRTN-----B | 18 | SESTA 1 | Geothermal | 132
26WIMPI-S03UAPTU | Italy | 10YIT-GRTN-----B | 15 | ENI S.P.A. - RAFFINERIA DI SANNAZZARO | Other | 132
26WIMPI-S19MZCNF | Italy | 10YIT-GRTN-----B | 27 | MONTE ZIMMARA | Wind Onshore | 150
26WIMPI-S03ALMVH | Italy | 10YIT-GRTN-----B | 49 | LOVERO | Hydro Run-of-river and poundage | 132
26WIMPI-S01PVVR6 | Italy | 10YIT-GRTN-----B | 50 | PIEVE VERGONTE II | Hydro Run-of-river and poundage | 132
26WIMPI-S05CNCNX | Italy | 10YIT-GRTN-----B | 27 | CENCENIGHE | Hydro Run-of-river and poundage | 132
26WIMYI-0090404B | Italy | 10YIT-GRTN-----B | 24 | Sugarella | Solar | 150
26WIMPI-S03UETNE | Italy | 10YIT-GRTN-----B | 8 | P. RUSCA | Hydro Run-of-river and poundage | 132
26WIMPI-S16CNDLL | Italy | 10YIT-GRTN-----B | 401 | CANDELA | Fossil Gas | 380
26WIMPI-S02CVLOR | Italy | 10YIT-GRTN-----B | 41 | COVALOU | Hydro Run-of-river and poundage | 132
26WIMPI-0138765U | Italy | 10YIT-GRTN-----B | 37 | PFLOR | Other | 150
26WIMPI-S11CMNNL | Italy | 10YIT-GRTN-----B | 8 | COMUNANZA | Hydro Run-of-river and poundage | 20
26WIMPI-S03PDNTC | Italy | 10YIT-GRTN-----B | 13 | PANTANO D'AVIO | Hydro Water Reservoir | 132
26WIMPI-S12BEGBN | Italy | 10YIT-GRTN-----B | 20 | GUARCINO | Biomass | 150
26WIMPI-S04MMLGH | Italy | 10YIT-GRTN-----B | 12 | MALGA MARE | Hydro Water Reservoir | 132
26WIMPI-S02VRREO | Italy | 10YIT-GRTN-----B | 12 | VERRES | Hydro Run-of-river and poundage | 15
26WIMYI-S09TRRTB | Italy | 10YIT-GRTN-----B | 67 | TORRITE | Hydro Water Reservoir | 132
26WIMPI-0604331T | Italy | 10YIT-GRTN-----B | 20 | Eolico Paliani | Wind Onshore | 22
26WIMPI-S09M1NT2 | Italy | 10YIT-GRTN-----B | 17 | MONTEVERDI 1 | Geothermal | 132
26WIMPI-S01V2RZE | Italy | 10YIT-GRTN-----B | 32 | VARZO 2 | Hydro Run-of-river and poundage | 132
26WIMPITEVERE-1I | Italy | 10YIT-GRTN-----B | 80 | BASCHI | Hydro Water Reservoir | 132
26WIMPI-S12CPRE9 | Italy | 10YIT-GRTN-----B | 10 | CEPRANO | Hydro Run-of-river and poundage | 20
26WIMPI-S06MDNU7 | Italy | 10YIT-GRTN-----B | 10 | MEDUNO | Hydro Water Reservoir | 132
26WIMPI-S18PESFL | Italy | 10YIT-GRTN-----B | 26 | P.E. SAN FRANCESCO | Wind Onshore | 150
26WIMPI-S11VLCM2 | Italy | 10YIT-GRTN-----B | 42 | VALCIMARRA | Hydro Run-of-river and poundage | 132
26WIMPI-S19MMENO | Italy | 10YIT-GRTN-----B | 16 | MONTE MALVIZZO | Wind Onshore | 150
26WIMPI-S04BRSS7 | Italy | 10YIT-GRTN-----B | 89 | BRESSANONE | Hydro Run-of-river and poundage | 132
26WIMPI-0080544Q | Italy | 10YIT-GRTN-----B | 17 | FOIANO AMPLIAMENTO | Wind Onshore | 150
26WIMPI-00998254 | Italy | 10YIT-GRTN-----B | 27 | IMPIANTO FV SANT'ALBERTO FORELLO | Solar | 132
26WIMPI-0156944S | Italy | 10YIT-GRTN-----B | 16 | Faeto 20 Difesa | Wind Onshore | 150
26WIMZI-S01GGLO0 | Italy | 10YIT-GRTN-----B | 36 | GOGLIO | Other | 132
26WIMPIASS-CL-1D | Italy | 10YIT-GRTN-----B | 377 | S.MASSENZA 1 (Molveno) | Hydro Pumped Storage | 220
26WIMPI-S16ETS1J | Italy | 10YIT-GRTN-----B | 42 | TROIA SAN VINCENZO | Wind Onshore | 150
26WIMPI-0455820U | Italy | 10YIT-GRTN-----B | 22 | Monteleone 28 | Wind Onshore | 150
26WIMYI-S14IRVPB | Italy | 10YIT-GRTN-----B | 42 | ROTELLO | Wind Onshore | 150
26WIMPI-S09RSLCK | Italy | 10YIT-GRTN-----B | 380 | ROSELECTRA | Fossil Gas | 380
26WIMPI-0436939C | Italy | 10YIT-GRTN-----B | 42 | Deliceto Eolico 2 | Wind Onshore | 150
26WIMPI-S03UPTVS | Italy | 10YIT-GRTN-----B | 35 | PARAVISO | Hydro Run-of-river and poundage | 15
26WIMPI-S19GPRN3 | Italy | 10YIT-GRTN-----B | 48 | GREENPATTI | Wind Onshore | 150
26WIMPI-S17IAVPC | Italy | 10YIT-GRTN-----B | 13 | AVIGLAINO | Wind Onshore | 150
26WIMPI-06055366 | Italy | 10YIT-GRTN-----B | 12 | LAMIA DI CLEMENTE | Wind Onshore | 150
26WIMPI-S13A1VN5 | Italy | 10YIT-GRTN-----B | 8 | AVENTINO 1 | Hydro Run-of-river and poundage | 20
26WIMPI-S19BCRCS | Italy | 10YIT-GRTN-----B | 8 | BARCA CLE | Hydro Run-of-river and poundage | 20
26WIMPI-S20GNNSN | Italy | 10YIT-GRTN-----B | 22 | GONNOSFANADIGA | Wind Onshore | 150
26WIMPI-S10BSTRJ | Italy | 10YIT-GRTN-----B | 130 | BASTARDO | Fossil Hard coal | 132
26WIMPI-0581139W | Italy | 10YIT-GRTN-----B | 20 | Centrale Monte Carmine | Wind Onshore | 150
26WIMZI-06045760 | Italy | 10YIT-GRTN-----B | 40 | Hprilpe01 | Wind Onshore | 60
26WIMPI-S01ARSID | Italy | 10YIT-GRTN-----B | 13 | AIRASCA_2 | Biomass | 15
26WIMYI-S01CDRVB | Italy | 10YIT-GRTN-----B | 46 | CREVOLA D. | Hydro Run-of-river and poundage | 132
26WIMPI-S20ALTNG | Italy | 10YIT-GRTN-----B | 12 | NUOVA ALTA NURRA | Wind Onshore | 15
26WIMPI-S01LNEIG | Italy | 10YIT-GRTN-----B | 380 | LEINI | Fossil Gas | 380
26WIMPI-S20SMLIU | Italy | 10YIT-GRTN-----B | 28 | S.MIALI | Hydro Run-of-river and poundage | 150
26WIMPI-V09SPRN0 | Italy | 10YIT-GRTN-----B | 8 | SPERANDO | Hydro Run-of-river and poundage | 132
26WIMPI-0606431F | Italy | 10YIT-GRTN-----B | 22 | PONTE ALBANITO | Wind Onshore | 150
26WIMPI-S16BNRNH | Italy | 10YIT-GRTN-----B | 500 | BRINDISI NORD | Other | 380
26WIMPI-S01BRDN6 | Italy | 10YIT-GRTN-----B | 23 | BARDONECCHIA | Hydro Water Reservoir | 132
26WIMPI-0372206L | Italy | 10YIT-GRTN-----B | 13 | Parco Eolico Monte Carpinaccio | Wind Onshore | 132
26WIMPI-0064286E | Italy | 10YIT-GRTN-----B | 9 | Bovino 1 | Wind Onshore | 150
26WIMPI-S03ATMN1 | Italy | 10YIT-GRTN-----B | 10 | MAZZUNNO | Hydro Run-of-river and poundage | 60
26WIMPI-S12CNTRM | Italy | 10YIT-GRTN-----B | 11 | CANTERNO | Hydro Water Reservoir | 150
26WIMPI-S03GRLE0 | Italy | 10YIT-GRTN-----B | 13 | GEROLA | Hydro Water Reservoir | 132
26WIMPI-S13MRNOB | Italy | 10YIT-GRTN-----B | 11 | MORINO | Hydro Run-of-river and poundage | 150
26WIMPI-S06WRTSZ | Italy | 10YIT-GRTN-----B | 12 | WARTSILA ITALIA S.P.A | Other | 132
26WIMPI-S03SRMDD | Italy | 10YIT-GRTN-----B | 1151 | SERMIDE | Fossil Gas | 380
26WIMPI-S19ACGSY | Italy | 10YIT-GRTN-----B | 144 | AUGUSTA C.LE | Fossil Oil | 150
26WIMPI-S03BBSR5 | Italy | 10YIT-GRTN-----B | 9 | GOLTARA | Other | 132
26WIMPI-S03SFRNQ | Italy | 10YIT-GRTN-----B | 544 | S.FIORANO | Hydro Pumped Storage | 380
26WIMPI-S04PMRM9 | Italy | 10YIT-GRTN-----B | 8 | PREMESA | Hydro Run-of-river and poundage | 132
26WIMPI-S05CPRT5 | Italy | 10YIT-GRTN-----B | 14 | CENTRALE ADRIA | Fossil Gas | 20
26WIMPI-S19PEMR9 | Italy | 10YIT-GRTN-----B | 42 | PARCO EOLICO MINEO | Wind Onshore | 150
26WIMPI-S03VDSIQ | Italy | 10YIT-GRTN-----B | 40 | ITA V.SERIO | Other | 132
26WIMPI-S13VSLLB | Italy | 10YIT-GRTN-----B | 60 | VILLA S.MARIA | Hydro Run-of-river and poundage | 150
26WIMPI-S04SVLBZ | Italy | 10YIT-GRTN-----B | 44 | S.VALBURGA | Hydro Run-of-river and poundage | 220
26WIMZI-06043970 | Italy | 10YIT-GRTN-----B | 100 | impiantoeolicoonshore | Wind Onshore | 380
26WIMPI-S18BSMSR | Italy | 10YIT-GRTN-----B | 43 | STRONGOLI | Other | 150
26WIMPI-S20OZRIH | Italy | 10YIT-GRTN-----B | 5 | OZIERI | Hydro Water Reservoir | 150
26WIMPI-S12CSSND | Italy | 10YIT-GRTN-----B | 48 | CASSINO | Hydro Run-of-river and poundage | 150
26WIMPI-S19GCDLR | Italy | 10YIT-GRTN-----B | 80 | GUADALAMI C.LE | Hydro Pumped Storage | 150
26WIMPI-S10ETDS9 | Italy | 10YIT-GRTN-----B | 95 | TERNI | Fossil Gas | 132
26WIMPI-S14MCNTI | Italy | 10YIT-GRTN-----B | 10 | MONTE CAVUTI | Wind Onshore | 20
26WIMPI-S14LCTU3 | Italy | 10YIT-GRTN-----B | 34 | LUCITO | Wind Onshore | 150
26WIMPI-S16DCNNQ | Italy | 10YIT-GRTN-----B | 39 | CANDELA | Wind Onshore | 380
26WIMPI-0304386P | Italy | 10YIT-GRTN-----B | 10 | MALALBERGO | Solar | 132
26WIMPI-S16PEOPP | Italy | 10YIT-GRTN-----B | 26 | PARCO EOLICO ORDONA | Wind Onshore | 150
26WIMPI-0030296C | Italy | 10YIT-GRTN-----B | 12 | CENTRALE SACCO_1 | Biomass | 132
26WIMPI-S16CSSCB | Italy | 10YIT-GRTN-----B | 421 | RATINO | Fossil Gas | 380
26WIMPI-0157973G | Italy | 10YIT-GRTN-----B | 14 | De Nittis 3 | Solar | 150
26WIMPI-S18MSLSC | Italy | 10YIT-GRTN-----B | 50 | MELISSA | Wind Onshore | 150
26WIMPI-S01CMPLQ | Italy | 10YIT-GRTN-----B | 8 | CAMPLICCIOLI | Hydro Water Reservoir | 15
26WIMPI-V20IVVPD | Italy | 10YIT-GRTN-----B | 28 | Aggius 3 Viddalba 2 | Wind Onshore | 150
26WIMPI-S16MDCR2 | Italy | 10YIT-GRTN-----B | 15 | MURGE | Wind Onshore | 150
26WIMPI-S19LECDD | Italy | 10YIT-GRTN-----B | 22 | LICODIA EUBEA | Wind Onshore | 150
26WIMPI-S05CVLLF | Italy | 10YIT-GRTN-----B | 24 | CAVILLA | Hydro Water Reservoir | 132
26WIMPI-S02FBRGG | Italy | 10YIT-GRTN-----B | 10 | Faubourg | Hydro Run-of-river and poundage | 132
26WIMPI-0605986C | Italy | 10YIT-GRTN-----B | 13 | TERMOVALORIZZATORE PBZ | Biomass | 60
26WIMPI-S09FRNLN | Italy | 10YIT-GRTN-----B | 54 | FARINELLO | Geothermal | 132
26WIMPI-0604522M | Italy | 10YIT-GRTN-----B | 1 | IMPIANTO_TERMO_1 | Fossil Gas | 380
26WIMPI-04242114 | Italy | 10YIT-GRTN-----B | 28 | Ortanova loc. Santo Spirito | Wind Onshore | 150
26WIMPI-S19CVZZP | Italy | 10YIT-GRTN-----B | 10 | COZZO VALLEFONDI 1 | Wind Onshore | 20
26WIMPI-0066050X | Italy | 10YIT-GRTN-----B | 395 | TORINO NORD | Fossil Gas | 220
26WIMPI-S20EPYPZ | Italy | 10YIT-GRTN-----B | 30 | POLIMERI EUROPA S.P.A. - PORTO TORRES | Other | 150
26WIMPI-S18P2LZD | Italy | 10YIT-GRTN-----B | 46 | PALAZZO 2 | Hydro Run-of-river and poundage | 150
26WIMPI-S14CTYT4 | Italy | 10YIT-GRTN-----B | 13 | TERMOLI 2 | Biomass | 150
26WIMPI-0604524I | Italy | 10YIT-GRTN-----B | 108 | Collaudo-LR | Fossil Gas | 380
26WIMPI-S04CRDA9 | Italy | 10YIT-GRTN-----B | 121 | CARDANO | Hydro Run-of-river and poundage | 0
26WIMPI-S09PEPA4 | Italy | 10YIT-GRTN-----B | 20 | PARCO EOLICO POGGI ALTI | Wind Onshore | 132
26WIMPI-S01VNDI6 | Italy | 10YIT-GRTN-----B | 60 | VINADIO | Hydro Run-of-river and poundage | 132
26WIMPI-S05SVNRS | Italy | 10YIT-GRTN-----B | 13 | SAVINER | Hydro Run-of-river and poundage | 132
26WIMPI-0604525G | Italy | 10YIT-GRTN-----B | 100 | COLLAUDOLR2 | Fossil Gas | 380
26WIMPI-S05ZVEI1 | Italy | 10YIT-GRTN-----B | 16 | ZEVIO | Hydro Run-of-river and poundage | 132
26WIMPI-S02MNAEP | Italy | 10YIT-GRTN-----B | 44 | MAEN | Other | 132
26WIMPI-S04TRBLJ | Italy | 10YIT-GRTN-----B | 110 | TORBOLE | Hydro Run-of-river and poundage | 220
26WIMPI-S15F2NON | Italy | 10YIT-GRTN-----B | 70 | FOIANO2 | Wind Onshore | 150
26WIMPI-0760710Z | Italy | 10YIT-GRTN-----B | 61 | Impianto di Bolgiano | Fossil Gas | 132
26WIMPI-01094203 | Italy | 10YIT-GRTN-----B | 20 | VILLA CASTELLI WF | Wind Onshore | 220
26WIMPI-S05CSTM1 | Italy | 10YIT-GRTN-----B | 54 | CASTELMASSA | Fossil Gas | 132
26WIMPI-S06SMNRL | Italy | 10YIT-GRTN-----B | 14 | SAN MARCO | Wind Onshore | 150
26WIMPI-S04CENRY | Italy | 10YIT-GRTN-----B | 26 | IMPIANTO IDROELETTRICO DEL PASSIRIO | Hydro Run-of-river and poundage | 132
26WIMPI-S20EONCO | Italy | 10YIT-GRTN-----B | 80 | AES OTTANA ENERGIA S.R.L | Fossil Oil | 220
26WIMPI-S03TLMNC | Italy | 10YIT-GRTN-----B | 18 | TALAMONA | Hydro Run-of-river and poundage | 60
26WIMPI-S03TSRBU | Italy | 10YIT-GRTN-----B | 10 | TURBIGO S. | Hydro Run-of-river and poundage | 132
26WIMPI-S03PCSCZ | Italy | 10YIT-GRTN-----B | 10 | POSCHIAVINO C.LE | Hydro Run-of-river and poundage | 15
26WIMPI-0358706K | Italy | 10YIT-GRTN-----B | 32 | PARCO EOLICO ALCAMO | Wind Onshore | 150
26WIMPI-S08ESDS9 | Italy | 10YIT-GRTN-----B | 137 | SAN QUIRICO | Other | 132
26WIMPI-S19LAGRQ | Italy | 10YIT-GRTN-----B | 44 | LAGO ARANCIO | Wind Onshore | 220
26WIMYI-C16ETS1B | Italy | 10YIT-GRTN-----B | 30 | TROIA SAN CIREO | Wind Onshore | 150
26WIMPI-S03SBNFX | Italy | 10YIT-GRTN-----B | 88 | BOFFALORA | Fossil Gas | 132
26WIMPI-S05CSTL3 | Italy | 10YIT-GRTN-----B | 17 | CASTELLETTO | Hydro Run-of-river and poundage | 132
26WIMPI-S04CDCAV | Italy | 10YIT-GRTN-----B | 55 | ALTO GARDA POWER SRL | Other | 132
26WIMYI-S09SCCAB | Italy | 10YIT-GRTN-----B | 62 | Centrale di Testi | Fossil Gas | 132
26WIMPI-S09IPNT0 | Italy | 10YIT-GRTN-----B | 30 | U.P. INTERECOGEN | Fossil Gas | 132
26WIMPI-C19PCRTF | Italy | 10YIT-GRTN-----B | 20 | CAMPOREALE | Wind Onshore | 150
26WIMPI-S06MTNFA | Italy | 10YIT-GRTN-----B | 315 | MONFALCONE | Other | 220
26WIMPI-S15FVFN7 | Italy | 10YIT-GRTN-----B | 15 | FOIANO VAL FORTORE | Wind Onshore | 150
26WIMPI-S05PLSEK | Italy | 10YIT-GRTN-----B | 32 | PELOS | Hydro Run-of-river and poundage | 132
26WIMPI-S15L2CDB | Italy | 10YIT-GRTN-----B | 18 | LACEDONIA 2 | Wind Onshore | 20
26WIMPI-S01BRDTV | Italy | 10YIT-GRTN-----B | 18 | BARDONETTO | Hydro Run-of-river and poundage | 132
26WIMPI-S18TECTL | Italy | 10YIT-GRTN-----B | 17 | TERMOVALORIZZATORE CDR | Waste | 150
26WIMPI-S01FDEIC | Italy | 10YIT-GRTN-----B | 10 | FEDIO | Hydro Run-of-river and poundage | 132
26WIMPI-S08SERM2 | Italy | 10YIT-GRTN-----B | 180 | SARMATO | Fossil Gas | 220
26WIMPI-S16DFNT2 | Italy | 10YIT-GRTN-----B | 14 | MONTAGNA FAETO | Wind Onshore | 150
26WIMPI-S04CGLO1 | Italy | 10YIT-GRTN-----B | 98 | COGOLO | Hydro Run-of-river and poundage | 132
26WIMZI-S11JSEI0 | Italy | 10YIT-GRTN-----B | 140 | JESI | Other | 132
26WIMPI-S19IEMMH | Italy | 10YIT-GRTN-----B | 22 | MIMIANI | Wind Onshore | 150
26WIMPI-ADDA2-1U | Italy | 10YIT-GRTN-----B | 42 | EDIS ESTERLE | Hydro Run-of-river and poundage | 132
26WIMPI-S18GRFCM | Italy | 10YIT-GRTN-----B | 30 | GIRIFALCO-PEG | Wind Onshore | 150
26WIMPI-S19PETSN | Italy | 10YIT-GRTN-----B | 66 | TRAPANI-SALEMI | Wind Onshore | 150
26WIMPI-00834908 | Italy | 10YIT-GRTN-----B | 13 | PRIOLO GARGALLO | Solar | 150
26WIMPI-S14ETEAI | Italy | 10YIT-GRTN-----B | 5 | MASSERIA VINCELLI | Fossil Gas | 20
26WIMPI-S17PERR6 | Italy | 10YIT-GRTN-----B | 18 | ROTONDELLA | Wind Onshore | 150
26WIMPI-01325337 | Italy | 10YIT-GRTN-----B | 58 | SAN MARTINO IN PENSILIS | Wind Onshore | 150
26WIMPI-S15SNSVU | Italy | 10YIT-GRTN-----B | 30 | CER CASTELFRANCO | Wind Onshore | 150
26WIMPI-00680951 | Italy | 10YIT-GRTN-----B | 20 | Parco eolico Santomenna | Wind Onshore | 150
26WIMPI-01218085 | Italy | 10YIT-GRTN-----B | 31 | ALFONSINE | Solar | 132
26WIMYI-0157750B | Italy | 10YIT-GRTN-----B | 11 | De Nittis 2 | Solar | 150
26WIMPI-S16AMLBV | Italy | 10YIT-GRTN-----B | 26 | ALBERONA MEZZANELLE | Wind Onshore | 150
26WIMPI-06838070 | Italy | 10YIT-GRTN-----B | 12 | Baselice EDENS | Wind Onshore | 150
26WIMPI-S18RCZZW | Italy | 10YIT-GRTN-----B | 768 | RIZZICONI | Fossil Gas | 380
26WIMPI-S05ESPRU | Italy | 10YIT-GRTN-----B | 65 | EMMEZETA SOLAR PARK ROVIGO | Solar | 132
26WIMPI-S01BTTG1 | Italy | 10YIT-GRTN-----B | 20 | BATTIGGIO | Hydro Run-of-river and poundage | 60
26WIMPI-S03SRCOL | Italy | 10YIT-GRTN-----B | 16 | C.T.E.C. | Fossil Gas | 15
26WIMPI-S04MSCRZ | Italy | 10YIT-GRTN-----B | 40 | MASOCORONA | Hydro Water Reservoir | 132
26WIMPI-S13S2GCF | Italy | 10YIT-GRTN-----B | 495 | S.GIACOMO | Other | 380
26WIMPI-S13MNTFR | Italy | 10YIT-GRTN-----B | 113 | MONTEFERRANTE | Wind Onshore | 150
26WIMPI-S09S1LVB | Italy | 10YIT-GRTN-----B | 19 | SELVA 1 | Geothermal | 132
26WIMPI-S13PRVVW | Italy | 10YIT-GRTN-----B | 139 | PROVVIDENZA | Hydro Pumped Storage | 220
26WIMPI-0179228R | Italy | 10YIT-GRTN-----B | 37 | Eurowindordona | Wind Onshore | 150
26WIMPI-S06PGNTJ | Italy | 10YIT-GRTN-----B | 18 | PONTE GIULIO | Hydro Run-of-river and poundage | 132
26WIMPIVELINO-1Q | Italy | 10YIT-GRTN-----B | 295 | GALLETO | Hydro Run-of-river and poundage | 220
26WIMPI-S01PVNTQ | Italy | 10YIT-GRTN-----B | 150 | PONT VENTOUX | Other | 132
26WIMPI-S01FUNS8 | Italy | 10YIT-GRTN-----B | 17 | FENESTRELLE | Hydro Run-of-river and poundage | 60
26WIMPI-S16CLVCU | Italy | 10YIT-GRTN-----B | 14 | COLAVECCHI - COLOVE' | Wind Onshore | 150
26WIMPI-S05PMNT1 | Italy | 10YIT-GRTN-----B | 8 | PONTE MALON | Hydro Run-of-river and poundage | 132
26WIMPI-S05AZTT6 | Italy | 10YIT-GRTN-----B | 236 | AZOTATI | Fossil Gas | 220
26WIMPI-0456524T | Italy | 10YIT-GRTN-----B | 15 | Torrent | Hydro Run-of-river and poundage | 132
26WIMPI-0301899B | Italy | 10YIT-GRTN-----B | 20 | Nebrodi Ovest | Wind Onshore | 150
26WIMPI-S15LCDAB | Italy | 10YIT-GRTN-----B | 15 | LACEDONIA CERRELLO | Wind Onshore | 150
26WIMPI-M16FERTW | Italy | 10YIT-GRTN-----B | 12 | MONTICELLI | Wind Onshore | 150
26WIMPI-S09C2RNB | Italy | 10YIT-GRTN-----B | 17 | CORNIA 2 | Geothermal | 132
26WIMYI-S15M2TSB | Italy | 10YIT-GRTN-----B | 18 | MATESE 2S | Hydro Water Reservoir | 150
26WIMPI-S03ELMLH | Italy | 10YIT-GRTN-----B | 44 | PARONA | Other | 132
26WIMPI-S19CSZZ0 | Italy | 10YIT-GRTN-----B | 8 | CASUZZE | Hydro Run-of-river and poundage | 20
26WIMPI-S03TVZZK | Italy | 10YIT-GRTN-----B | 1450 | TAVAZZANO | Other | 380
26WIMPI-S19C2RL8 | Italy | 10YIT-GRTN-----B | 14 | CARLENTINI 2 | Wind Onshore | 150
26WIMPI-S15CLCL1 | Italy | 10YIT-GRTN-----B | 20 | DOTTO - CIORLANO | Wind Onshore | 132
26WIMYI-S04STROB | Italy | 10YIT-GRTN-----B | 19 | STORO | Hydro Run-of-river and poundage | 132
26WIMPI-S01CRGEA | Italy | 10YIT-GRTN-----B | 39 | CREGO | Hydro Run-of-river and poundage | 220
26WIMPI-S13MNTR3 | Italy | 10YIT-GRTN-----B | 110 | MONTORIO | Hydro Run-of-river and poundage | 220
26WIMPI-S14ARGPA | Italy | 10YIT-GRTN-----B | 11 | SAN NICOLA | Fossil Gas | 150
26WIMYI-S03ARDNB | Italy | 10YIT-GRTN-----B | 56 | ARDENNO | Hydro Run-of-river and poundage | 132
26WIMPI-S13TRNIP | Italy | 10YIT-GRTN-----B | 24 | TRIANO | Hydro Run-of-river and poundage | 150
26WIMPI-S14SCRRH | Italy | 10YIT-GRTN-----B | 10 | SERRA CHIAPPONI | Wind Onshore | 20
26WIMPI-S06CHVLZ | Italy | 10YIT-GRTN-----B | 20 | CHIEVOLIS | Hydro Water Reservoir | 132
26WIMPI-0148771T | Italy | 10YIT-GRTN-----B | 14 | IGE-SANDONACI | Solar | 150
26WIMPI-S14TERME | Italy | 10YIT-GRTN-----B | 769 | ENERGIA MOLISE | Other | 380
26WIMPI-S18RTSN9 | Italy | 10YIT-GRTN-----B | 1200 | ROSSANO TE | Other | 380
26WIMPI-S19GNCHV | Italy | 10YIT-GRTN-----B | 29 | GIUNCHETTO | Wind Onshore | 150
26WIMPI-S08TCNB2 | Italy | 10YIT-GRTN-----B | 10 | TECNOBORGO | Waste | 132
26WIMPI-S15TSCNW | Italy | 10YIT-GRTN-----B | 9 | TUSCIANO | Hydro Run-of-river and poundage | 20
26WIMPI-0424161U | Italy | 10YIT-GRTN-----B | 38 | Ascoli Satriano-Località Lagnano, Pozzo Zingaro | Wind Onshore | 150
26WIMPI-S19IEEM4 | Italy | 10YIT-GRTN-----B | 70 | EOLO TEMPIO PAUSANIA | Wind Onshore | 150
26WIMPI-S12ACQRB | Italy | 10YIT-GRTN-----B | 48 | ACQUORIA | Hydro Run-of-river and poundage | 150
26WIMPI-0193954G | Italy | 10YIT-GRTN-----B | 15 | ORSA MAGGIORE | Solar | 150
26WIMPI-S12AOCS3 | Italy | 10YIT-GRTN-----B | 79 | MONTEMARTINI | Other | 10
26WIMPI-S13BSSUZ | Italy | 10YIT-GRTN-----B | 122 | BUSSI | Other | 150
26WIMPI-S04SSLSD | Italy | 10YIT-GRTN-----B | 19 | S.SILVESTRO | Hydro Run-of-river and poundage | 132
26WIMPI-S12MNT2M | Italy | 10YIT-GRTN-----B | 23 | MONTALTO24 | Solar | 150
26WIMPI-S03CLGN4 | Italy | 10YIT-GRTN-----B | 24 | LINATE 1 | Fossil Gas | 20
26WIMPI-S09VNCH0 | Italy | 10YIT-GRTN-----B | 22 | VINCHIANA | Hydro Run-of-river and poundage | 380
26WIMPI-S19CDLS5 | Italy | 10YIT-GRTN-----B | 22 | CASTEL DI LUCIO | Wind Onshore | 150
26WIMPI-S03MILLT | Italy | 10YIT-GRTN-----B | 16 | MALLERO | Hydro Run-of-river and poundage | 132
26WIMPI-S04VNLNS | Italy | 10YIT-GRTN-----B | 55 | VAL NOANA | Hydro Water Reservoir | 132
26WIMPI-S16IAVLQ | Italy | 10YIT-GRTN-----B | 36 | IVPC ALBERONA | Wind Onshore | 150
26WIMPI-S16MNTSK | Italy | 10YIT-GRTN-----B | 24 | MONTORSI | Wind Onshore | 150
26WIMPI-0537210F | Italy | 10YIT-GRTN-----B | 24 | Energia Alternativa | Wind Onshore | 150
26WIMPI-0663708E | Italy | 10YIT-GRTN-----B | 18 | CICCOLOCANE | Wind Onshore | 150
26WIMPI-01151835 | Italy | 10YIT-GRTN-----B | 11 | Borgo Sabotino | Solar | 150
26WIMPI-0604536B | Italy | 10YIT-GRTN-----B | 25 | Assprova1 | Other | 60
26WIMPI-0453181B | Italy | 10YIT-GRTN-----B | 10 | Ariano Irpino eolico | Wind Onshore | 150
26WIMPI-S09LGRSB | Italy | 10YIT-GRTN-----B | 20 | LAGONI ROSSI | Geothermal | 132
26WIMPI-0385721L | Italy | 10YIT-GRTN-----B | 23 | Vento DI Vino | Wind Onshore | 150
26WIMPI-S14SPANO | Italy | 10YIT-GRTN-----B | 10 | SAN PIETRO AVELLANA | Wind Onshore | 150
26WIMPI-S09PDRND | Italy | 10YIT-GRTN-----B | 23 | PIAN DELLA ROCCA | Hydro Run-of-river and poundage | 132
26WIMPIORTICA-13 | Italy | 10YIT-GRTN-----B | 395 | TIMPAGRANDE | Hydro Run-of-river and poundage | 150
26WIMPI-S01VRMPN | Italy | 10YIT-GRTN-----B | 50 | VERAMPIO | Hydro Run-of-river and poundage | 220
26WIMPI-S08LPNEL | Italy | 10YIT-GRTN-----B | 10 | LE PIANE | Hydro Run-of-river and poundage | 132
26WIMPI-S15CPRTZ | Italy | 10YIT-GRTN-----B | 113 | CAPRIATI | Hydro Pumped Storage | 220
26WIMPI-S01ACLS0 | Italy | 10YIT-GRTN-----B | 174 | ALESSANDRIA | Fossil Gas | 132
26WIMPI-0301166H | Italy | 10YIT-GRTN-----B | 12 | Posticciola | Wind Onshore | 150
26WIMPI-S20CD1A0 | Italy | 10YIT-GRTN-----B | 21 | CADAU1 | Wind Onshore | 20
26WIMPI-S14CTTLZ | Italy | 10YIT-GRTN-----B | 11 | TORRENTE TONA | Fossil Gas | 150
26WIMPI-S15MDDND | Italy | 10YIT-GRTN-----B | 28 | MONTE DELLA DIFESA | Wind Onshore | 150
26WIMPI-S06ECLTM | Italy | 10YIT-GRTN-----B | 170 | CET SERVOLA | Other | 132
26WIMPI-S02ZNUI3 | Italy | 10YIT-GRTN-----B | 23 | ZUINO | Hydro Run-of-river and poundage | 132
26WIMPI-01119710 | Italy | 10YIT-GRTN-----B | 24 | ASCOLI-DELICETO | Wind Onshore | 150
26WIMPI-S19ASLCO | Italy | 10YIT-GRTN-----B | 25 | ALIA SCLAFANI | Wind Onshore | 150
26WIMPI-S11CPMR4 | Italy | 10YIT-GRTN-----B | 76 | CAMERATA PICENA | Other | 132
26WIMPI-S14M2NTL | Italy | 10YIT-GRTN-----B | 11 | MONTARONE 2 | Wind Onshore | 150
26WIMPI-0034938F | Italy | 10YIT-GRTN-----B | 34 | PARCO EOLICO CAMAS DI MAIDA | Wind Onshore | 20
26WIMPI-S01SMPYV | Italy | 10YIT-GRTN-----B | 36 | SAMPEYRE | Hydro Run-of-river and poundage | 132
26WIMPI-06043589 | Italy | 10YIT-GRTN-----B | 384 | Termoelettrico_Test | Fossil Gas | 380
26WIMPI-06043597 | Italy | 10YIT-GRTN-----B | 18 | TPG_prova1 | Other | 380
26WIMPI-S20FGRLL | Italy | 10YIT-GRTN-----B | 24 | GUSPINI | Wind Onshore | 150
26WIMPI-S12MCBL8 | Italy | 10YIT-GRTN-----B | 11 | MOBILSERVICE | Other | 20
26WIMPI-S16MAES6 | Italy | 10YIT-GRTN-----B | 10 | APPIA ENERGY S.R.L. | Other | 20
26WIMPI-S09RNCAY | Italy | 10YIT-GRTN-----B | 18 | RANCIA 1 | Geothermal | 132
26WIMPI-S14SMIP8 | Italy | 10YIT-GRTN-----B | 12 | SAN MARTINO IN PENSILIS | Wind Onshore | 150
26WIMPI-S09LVNES | Italy | 10YIT-GRTN-----B | 18 | LEVANE | Hydro Run-of-river and poundage | 132
26WIMPI-S03EDLO9 | Italy | 10YIT-GRTN-----B | 950 | EDOLO | Hydro Pumped Storage | 380
26WIMPI-0166990F | Italy | 10YIT-GRTN-----B | 37 | UP_BRNSFIR_1 | Fossil Gas | 150
26WIMPI-S13ALNNN | Italy | 10YIT-GRTN-----B | 22 | ALANNO | Hydro Run-of-river and poundage | 150
26WIMPI-S06VRLL4 | Italy | 10YIT-GRTN-----B | 10 | VILLA RINALDI | Hydro Run-of-river and poundage | 132
26WIMPI-S05APGPJ | Italy | 10YIT-GRTN-----B | 15 | ENI S.P.A. - RAFFINERIA DI VENEZIA | Other | 132
26WIMPI-S19CLLA9 | Italy | 10YIT-GRTN-----B | 36 | CALLARI | Wind Onshore | 150
26WIMPI-S12SDSY8 | Italy | 10YIT-GRTN-----B | 42 | SORA | Fossil Gas | 150
26WIMPI-S04GLRNJ | Italy | 10YIT-GRTN-----B | 102 | SELED GLORENZA | Hydro Water Reservoir | 220
26WIMPI-S03LNZDP | Italy | 10YIT-GRTN-----B | 188 | LANZADA | Hydro Water Reservoir | 220
26WIMPI-F16CRSTB | Italy | 10YIT-GRTN-----B | 18 | FRANCIOSA1 | Wind Onshore | 150
26WIMPI-S08FRNTD | Italy | 10YIT-GRTN-----B | 30 | FARNETA | Hydro Run-of-river and poundage | 132
26WIMPI-S07CNSR2 | Italy | 10YIT-GRTN-----B | 27 | CENTRALE DI COGENERAZIONE | Fossil Gas | 132
26WIMPI-S08CHCL6 | Italy | 10YIT-GRTN-----B | 82 | C.LE HERA CASALEGNO | Fossil Gas | 132
26WIMPI-P16FERT8 | Italy | 10YIT-GRTN-----B | 18 | SPINA | Wind Onshore | 150
26WIMPI-0083559Z | Italy | 10YIT-GRTN-----B | 22 | AMARONI | Wind Onshore | 150
26WIMPI-S09CPLR3 | Italy | 10YIT-GRTN-----B | 102 | PORCARI | Fossil Gas | 132
26WIMPI-S03CNVSF | Italy | 10YIT-GRTN-----B | 15 | CANAVESE | Fossil Gas | 20
26WIMPI-S01CLCAH | Italy | 10YIT-GRTN-----B | 23 | CALICE | Hydro Run-of-river and poundage | 132
26WIMPI-S01FMTRO | Italy | 10YIT-GRTN-----B | 122 | U.O. MIRAFIORI | Fossil Gas | 220
26WIMPI-S16BCCRO | Italy | 10YIT-GRTN-----B | 12 | BICCARI | Wind Onshore | 150
26WIMPI-S03SMLPC | Italy | 10YIT-GRTN-----B | 80 | CENTRALE DI MALPENSA | Fossil Gas | 132
26WIMPI-S16T3R48 | Italy | 10YIT-GRTN-----B | 21 | TROIA 3 E 4 | Wind Onshore | 150
26WIMYI-S17FMRLB | Italy | 10YIT-GRTN-----B | 29 | MONTEMURRO 1/2 | Wind Onshore | 150
26WIMPI-0604363G | Italy | 10YIT-GRTN-----B | 40 | TPG_prova2 | Other | 380
26WIMPI-S03FERRD | Italy | 10YIT-GRTN-----B | 950 | ENIPOWER FERRERA ERBOGNONE | Other | 380
26WIMPI-0306059U | Italy | 10YIT-GRTN-----B | 24 | Elce | Wind Onshore | 150
26WIMPI-S01BVNTM | Italy | 10YIT-GRTN-----B | 12 | BIOVENTO | Wind Onshore | 20
26WIMPI-S20SRLXH | Italy | 10YIT-GRTN-----B | 630 | SARLUX | Other | 380
26WIMPI-S04PDVRN | Italy | 10YIT-GRTN-----B | 25 | PRATI DI VIZZE | Hydro Run-of-river and poundage | 132
26WIMPI-S10NMRNY | Italy | 10YIT-GRTN-----B | 56 | NERA MONTORO | Other | 150
26WIMYI-0338184B | Italy | 10YIT-GRTN-----B | 16 | FRANZI | Wind Onshore | 150
26WIMPI-S06SDDT9 | Italy | 10YIT-GRTN-----B | 120 | DUINO | Fossil Gas | 132
26WIMPI-S03AGMS6 | Italy | 10YIT-GRTN-----B | 15 | GROSOTTO | Hydro Run-of-river and poundage | 20
26WIMPI-S19SCLMF | Italy | 10YIT-GRTN-----B | 25 | SALEMI | Wind Onshore | 150
26WIMPI-S19IEDCR | Italy | 10YIT-GRTN-----B | 60 | PARCO EOLICO DI PRIZZI E CORLEONE | Wind Onshore | 150
26WIMPI-0604366A | Italy | 10YIT-GRTN-----B | 50 | Primaria Prova 2 | Hydro Water Reservoir | 380
26WIMPI-06077894 | Italy | 10YIT-GRTN-----B | 11 | Parco eolico di Ricigliano | Wind Onshore | 150
26WIMPI-S04BMRN3 | Italy | 10YIT-GRTN-----B | 40 | BRUNICO | Hydro Water Reservoir | 132
26WIMPI-S11CPDPZ | Italy | 10YIT-GRTN-----B | 33 | CAPODIPONTE | Other | 132
26WIMPI-0163877Q | Italy | 10YIT-GRTN-----B | 18 | ENNA | Biomass | 150
26WIMPI-S15SGANH | Italy | 10YIT-GRTN-----B | 39 | SAN GREGORIO MAGNO | Wind Onshore | 150
26WIMPI-S03ATSMM | Italy | 10YIT-GRTN-----B | 85 | TERMOUTILIZZATORE | Other | 132
26WIMPI-S03MNST9 | Italy | 10YIT-GRTN-----B | 56 | MONASTERO | Hydro Run-of-river and poundage | 132
26WIMPI-0447293N | Italy | 10YIT-GRTN-----B | 66 | TOPPA | Wind Onshore | 150
26WIMPI-S10AOCRH | Italy | 10YIT-GRTN-----B | 18 | ORTE | Hydro Run-of-river and poundage | 150
26WIMPI-S13BLGN2 | Italy | 10YIT-GRTN-----B | 30 | BOLOGNANO | Hydro Run-of-river and poundage | 150
26WIMPI-S01CTRV9 | Italy | 10YIT-GRTN-----B | 30 | CREVOLA T. | Hydro Run-of-river and poundage | 132
26WIMPI-S01RASNN | Italy | 10YIT-GRTN-----B | 135 | ROSONE | Hydro Water Reservoir | 132
26WIMPI-S09NLVGU | Italy | 10YIT-GRTN-----B | 11 | NUOVA LAGO | Geothermal | 132
26WIMPI-S18PEPR6 | Italy | 10YIT-GRTN-----B | 45 | PITAGORA | Wind Onshore | 150
26WIMPI-0157423E | Italy | 10YIT-GRTN-----B | 44 | San Marco in Lamis | Wind Onshore | 150
26WIMPI-0412771J | Italy | 10YIT-GRTN-----B | 29 | Fiume Santo 2 | Solar | 150
26WIMPI-S19IEDP1 | Italy | 10YIT-GRTN-----B | 22 | IMPIANTO EOLICO DI MARINEO | Wind Onshore | 150
26WIMPI-S19IEDM7 | Italy | 10YIT-GRTN-----B | 48 | PARCO EOLICO DI MAZARA DEL VALLO | Wind Onshore | 150
26WIMPI-S04LPPGZ | Italy | 10YIT-GRTN-----B | 25 | LAPPAGO | Hydro Water Reservoir | 132
26WIMPI-S14PZZNZ | Italy | 10YIT-GRTN-----B | 19 | PIZZONE | Hydro Water Reservoir | 150
26WIMPI-S19IEDN5 | Italy | 10YIT-GRTN-----B | 29 | PARCO EOLICO DI PALERMO | Wind Onshore | 150
26WIMPI-S18C1SCX | Italy | 10YIT-GRTN-----B | 10 | COSCILE 1S | Hydro Run-of-river and poundage | 20
26WIMPI-S20F2LMJ | Italy | 10YIT-GRTN-----B | 28 | FLUMENDOSA 2 | Hydro Water Reservoir | 150
26WIMPI-S07VTDR2 | Italy | 10YIT-GRTN-----B | 1353 | VADO TERM. | Other | 380
26WIMPI-0117801W | Italy | 10YIT-GRTN-----B | 23 | Fattoria Eolica di Santa Luce | Wind Onshore | 132
26WIMPI-S01CMNI1 | Italy | 10YIT-GRTN-----B | 21 | CIMENA | Hydro Run-of-river and poundage | 132
26WIMPI-V19MCNLH | Italy | 10YIT-GRTN-----B | 25 | VIZZINI | Wind Onshore | 150
26WIMPI-S15TNGRW | Italy | 10YIT-GRTN-----B | 18 | TANAGRO | Hydro Run-of-river and poundage | 150
26WIMPI-S18CRTNF | Italy | 10YIT-GRTN-----B | 12 | CROTONE 2 | Biomass | 150
26WIMPI-S19PERTR | Italy | 10YIT-GRTN-----B | 140 | PORTO EMPEDOCLE C.LE | Other | 150
26WIMPI-S09NLVR8 | Italy | 10YIT-GRTN-----B | 17 | NUOVA LARDERELLO | Geothermal | 380
26WIMPI-S05CHVIA | Italy | 10YIT-GRTN-----B | 29 | CHIEVO | Hydro Run-of-river and poundage | 132
26WIMPI-S15EMDNH | Italy | 10YIT-GRTN-----B | 16 | MONTEFALCONE | Wind Onshore | 150
26WIMPI-S02SCLRH | Italy | 10YIT-GRTN-----B | 31 | ST. CLAIR | Hydro Run-of-river and poundage | 132
26WIMPI-0303396R | Italy | 10YIT-GRTN-----B | 23 | Nebrodi Nord | Wind Onshore | 150
26WIMPI-S01VNSE6 | Italy | 10YIT-GRTN-----B | 230 | VENAUS | Hydro Water Reservoir | 380
26WIMPI-S19PERRV | Italy | 10YIT-GRTN-----B | 49 | PARCO EOLICO REGALBUTO | Wind Onshore | 150
26WIMPI-S17G1RTP | Italy | 10YIT-GRTN-----B | 18 | GROTTOLE 18MW | Wind Onshore | 150
26WIMPI-S16ICSC8 | Italy | 10YIT-GRTN-----B | 14 | GRECI-MONTAGUTO | Wind Onshore | 150
26WIMPI-0600053E | Italy | 10YIT-GRTN-----B | 18 | Pietragalla Eolico | Wind Onshore | 150
26WIMPI-S01CEGN7 | Italy | 10YIT-GRTN-----B | 48 | COGENERAZIONE ELYO PRESSO MICHELIN CUNEO | Fossil Gas | 132
26WIMPI-S03PRTTC | Italy | 10YIT-GRTN-----B | 11 | PORTOTORRE | Hydro Run-of-river and poundage | 15
26WIMPI-PONTE-10 | Italy | 10YIT-GRTN-----B | 92 | PONTE MORASCO | Hydro Water Reservoir | 220
26WIMPI-S09IPYPC | Italy | 10YIT-GRTN-----B | 181 | ISE PIOMBINO CET3 | Other | 132
26WIMPI-S18SFC22 | Italy | 10YIT-GRTN-----B | 18 | SAN FLORO - CARAFFA 2 | Wind Onshore | 150
26WIMPI-S06CRDN8 | Italy | 10YIT-GRTN-----B | 11 | CORDENONS | Hydro Run-of-river and poundage | 132
26WIMPI-S11GRSEL | Italy | 10YIT-GRTN-----B | 14 | GEROSA | Hydro Run-of-river and poundage | 132
26WIMPI-S09PRTF4 | Italy | 10YIT-GRTN-----B | 16 | PORTOFERRAIO | Other | 150
26WIMPI-T20TLRAJ | Italy | 10YIT-GRTN-----B | 240 | TALORO1 | Hydro Pumped Storage | 220
26WIMPI-0606151L | Italy | 10YIT-GRTN-----B | 72 | Gravina NE | Wind Onshore | 150
26WIMPI-S16EODN3 | Italy | 10YIT-GRTN-----B | 48 | ORSARA | Wind Onshore | 150
26WIMPI-S15PRSN8 | Italy | 10YIT-GRTN-----B | 1005 | PRESENZANO | Hydro Pumped Storage | 380
26WIMPI-S01CLCNS | Italy | 10YIT-GRTN-----B | 23 | CALCINERE | Hydro Run-of-river and poundage | 60
26WIMPI-S16SRRCC | Italy | 10YIT-GRTN-----B | 42 | SERRACAPRIOLA | Wind Onshore | 150
26WIMPI-00524433 | Italy | 10YIT-GRTN-----B | 13 | MEGASOL 13 | Solar | 150
26WIMPI-S03ABMRS | Italy | 10YIT-GRTN-----B | 18 | BRAULIO | Hydro Run-of-river and poundage | 20
26WIMPI-S16IGET0 | Italy | 10YIT-GRTN-----B | 150 | IGES | Other | 150
26WIMPI-06043678 | Italy | 10YIT-GRTN-----B | 50 | Remunerazione prova 3 | Hydro Water Reservoir | 380
26WIMPI-S09T3RVH | Italy | 10YIT-GRTN-----B | 20 | TRAVALE 3 | Geothermal | 132
26WIMPI-S03PTRMO | Italy | 10YIT-GRTN-----B | 19 | IMPIANTO DI TERMOVALORIZZAZIONE RIFIUTI DI TREZZO SULL'ADDA | Other | 132
26WIMPI-S03FMGSC | Italy | 10YIT-GRTN-----B | 18 | FAMAGOSTA | Other | 20
26WIMPI-S05MLNOU | Italy | 10YIT-GRTN-----B | 19 | MOLINE | Hydro Water Reservoir | 220
26WIMPI-S06SFCOE | Italy | 10YIT-GRTN-----B | 11 | S.FOCA | Hydro Run-of-river and poundage | 132
26WIMPI-S19TMRC9 | Italy | 10YIT-GRTN-----B | 163 | MILAZZO | Fossil Gas | 150
26WIMPI-S09C1RB2 | Italy | 10YIT-GRTN-----B | 19 | CARBOLI 1 | Geothermal | 132
26WIMPI-S18M2CN5 | Italy | 10YIT-GRTN-----B | 54 | MUCONE 2S | Hydro Water Reservoir | 150
26WIMPI-S20CEFM4 | Italy | 10YIT-GRTN-----B | 20 | FLORINAS | Wind Onshore | 150
26WIMPI-S18RENDU | Italy | 10YIT-GRTN-----B | 14 | RENDE ECOSESTO | Biomass | 20
26WIMPI-0300153V | Italy | 10YIT-GRTN-----B | 38 | GARGANO 1 | Wind Onshore | 150
26WIMPI-S01BRSSP | Italy | 10YIT-GRTN-----B | 35 | BROSSASCO | Hydro Run-of-river and poundage | 132
26WIMPI-S16IRVPO | Italy | 10YIT-GRTN-----B | 18 | IVPC4 ROSETO | Wind Onshore | 150
26WIMPI-S04LNAAQ | Italy | 10YIT-GRTN-----B | 120 | LANA | Hydro Run-of-river and poundage | 220
26WIMPI-S04PGEPT | Italy | 10YIT-GRTN-----B | 14 | PONTE GARDENA ENEL PROD | Hydro Run-of-river and poundage | 60
26WIMPI-S15IBVPK | Italy | 10YIT-GRTN-----B | 30 | IVPC4 BISACCIA | Wind Onshore | 150
26WIMPI-S19MNENK | Italy | 10YIT-GRTN-----B | 20 | MONTE NARBONE | Wind Onshore | 150
26WIMPI-S15IMVPD | Italy | 10YIT-GRTN-----B | 30 | IVPC MONTEFALCONE | Wind Onshore | 150
26WIMPI-04625084 | Italy | 10YIT-GRTN-----B | 20 | Parco eolico di Campagna | Wind Onshore | 150
26WIMPI-S02QRTUB | Italy | 10YIT-GRTN-----B | 46 | QUARTNUS | Hydro Run-of-river and poundage | 220
26WIMPI-B19CCRLU | Italy | 10YIT-GRTN-----B | 23 | CARLENTINI-B | Wind Onshore | 150
26WIMPI-S07CCRNK | Italy | 10YIT-GRTN-----B | 7 | CAIRO MONTENOTTE | Hydro Run-of-river and poundage | 132
26WIMPI-0581860D | Italy | 10YIT-GRTN-----B | 10 | SERRACAPRIOLA 2 | Wind Onshore | 150
26WIMPI-01513370 | Italy | 10YIT-GRTN-----B | 60 | PEPIZZA | Wind Onshore | 150
26WIMYI-S13WT2EB | Italy | 10YIT-GRTN-----B | 12 | WTE2 | Wind Onshore | 150
26WIMPI-S12ATCRM | Italy | 10YIT-GRTN-----B | 132 | TOR DI VALLE | Other | 150
26WIMPI-01477335 | Italy | 10YIT-GRTN-----B | 56 | Impianto di Termovalorizzazione dei rifiuti della Prov.di TO | Other | 220
26WIMPI-S15MPFWF | Italy | 10YIT-GRTN-----B | 22 | VALLESACCARDA 1 | Wind Onshore | 20
26WIMPI-S03NCDCG | Italy | 10YIT-GRTN-----B | 10 | NIC | Other | 20
26WIMPI-S15M1TS3 | Italy | 10YIT-GRTN-----B | 24 | MATESE 1S | Hydro Water Reservoir | 150
26WIMPI-S02HECY3 | Italy | 10YIT-GRTN-----B | 19 | HYDRO ELECTRIQUE CLAVALITE | Hydro Run-of-river and poundage | 10
26WIMPI-S12NZZNK | Italy | 10YIT-GRTN-----B | 20 | NAZZANO | Hydro Run-of-river and poundage | 150
26WIMPI-S05SSPRY | Italy | 10YIT-GRTN-----B | 40 | SOSPIROLO | Hydro Water Reservoir | 132
26WIMPI-S09CSTVX | Italy | 10YIT-GRTN-----B | 15 | NUOVA CASTELNUOVO | Geothermal | 132
26WIMPI-S01VALLS | Italy | 10YIT-GRTN-----B | 40 | VILLA | Hydro Water Reservoir | 220
26WIMPI-S02PRRRS | Italy | 10YIT-GRTN-----B | 18 | PERRERES | Hydro Water Reservoir | 132
26WIMPI-S16PDT1P | Italy | 10YIT-GRTN-----B | 16 | PEZZA DEL TESORO 16MW | Wind Onshore | 150
26WIMPI-S15SUIO9 | Italy | 10YIT-GRTN-----B | 7 | SUIO | Hydro Run-of-river and poundage | 60
26WIMPI-S20SGVPA | Italy | 10YIT-GRTN-----B | 24 | SAN GAVINO - PABILLONIS | Wind Onshore | 150
26WIMPI-S02SNDRY | Italy | 10YIT-GRTN-----B | 10 | SENDREN | Hydro Run-of-river and poundage | 132
26WIMPI-S20CDBNI | Italy | 10YIT-GRTN-----B | 12 | CENTRALE ELETTRICA A BIOMASSA DI SERRAMANNA | Biomass | 150
26WIMPI-S09ELTTI | Italy | 10YIT-GRTN-----B | 58 | PIOMBINO | Fossil Gas | 10
26WIMPI-S01FARR4 | Italy | 10YIT-GRTN-----B | 49 | ALBAPOWER SPA | Fossil Gas | 132
26WIMPI-S03SCNLH | Italy | 10YIT-GRTN-----B | 53 | COLOGNO MONZESE | Fossil Gas | 132
26WIMPI-S10PTRFC | Italy | 10YIT-GRTN-----B | 365 | PIETRAFITTA | Other | 220
26WIMPI-0393717G | Italy | 10YIT-GRTN-----B | 12 | DELICETO TORRETTA | Solar | 150
26WIMPI-01528495 | Italy | 10YIT-GRTN-----B | 17 | CHIUSDINO 1 | Geothermal | 132
26WIMPI-S03RNCVS | Italy | 10YIT-GRTN-----B | 1000 | RONCOVALGRANDE | Hydro Pumped Storage | 380
26WIMPI-S09SRRZT | Italy | 10YIT-GRTN-----B | 49 | NUOVA SERRAZZANO | Geothermal | 132
26WIMPI-S03DBLMQ | Italy | 10YIT-GRTN-----B | 122 | TENARIS DALMINE S.P.A. | Other | 220
26WIMPI-S16PDC20 | Italy | 10YIT-GRTN-----B | 20 | PIANO DELLA CAPRIA 20MW | Wind Onshore | 150
26WIMPI-S16EFS4W | Italy | 10YIT-GRTN-----B | 24 | EOS 4 FAETO | Wind Onshore | 150
26WIMPI-0111491E | Italy | 10YIT-GRTN-----B | 138 | Buddusò e Alà dei Sardi | Wind Onshore | 150
26WIMPI-S15TDARG | Italy | 10YIT-GRTN-----B | 99 | TERMOVALORIZZATORE DI ACERRA | Other | 220
26WIMPI-S20PSRTI | Italy | 10YIT-GRTN-----B | 240 | PORTO SCUSO | Fossil Oil | 220
26WIMPI-S04MTDRS | Italy | 10YIT-GRTN-----B | 16 | M.DI TURES | Hydro Run-of-river and poundage | 132
26WIMPI-S03PDSN9 | Italy | 10YIT-GRTN-----B | 12 | PEDESINA | Hydro Run-of-river and poundage | 132
26WIMPI-0122141U | Italy | 10YIT-GRTN-----B | 19 | Matos | Solar | 150
26WIMPI-S09GBBRW | Italy | 10YIT-GRTN-----B | 19 | NUOVA GABBRO | Geothermal | 132
26WIMPI-S03P1CFA | Italy | 10YIT-GRTN-----B | 46 | CAFFARO 2 | Hydro Run-of-river and poundage | 132
26WIMPI-S08TEMP6 | Italy | 10YIT-GRTN-----B | 34 | T.ENERGY | Other | 132
26WIMPI-S04CRAOR | Italy | 10YIT-GRTN-----B | 39 | CAORIA | Hydro Water Reservoir | 132
26WIMPI-S20UELSW | Italy | 10YIT-GRTN-----B | 96 | PARCO EOLICO DI ULASSAI | Wind Onshore | 150
26WIMPI-S19MCNL4 | Italy | 10YIT-GRTN-----B | 24 | MINEO-MILITELLO | Wind Onshore | 150
26WIMPI-S16CINTW | Italy | 10YIT-GRTN-----B | 18 | MINERVINO MURGE - CONTRADA IAMBRENGHI | Wind Onshore | 150
26WIMPI-S08AGCA5 | Italy | 10YIT-GRTN-----B | 74 | RETE 2 | Other | 132
26WIMPI-S09TFRMO | Italy | 10YIT-GRTN-----B | 9 | TERMOVALORIZZATORE FOCI | Waste | 15
26WIMPI-S01ACNDO | Italy | 10YIT-GRTN-----B | 55 | ANDONNO C. | Hydro Run-of-river and poundage | 132
26WIMPI-S04NMBE9 | Italy | 10YIT-GRTN-----B | 13 | NEMBIA | Hydro Run-of-river and poundage | 60
26WIMPI-S03ALBAI | Italy | 10YIT-GRTN-----B | 14 | ALBANO | Hydro Run-of-river and poundage | 132
26WIMPI-0606819Q | Italy | 10YIT-GRTN-----B | 14 | Laterza Wind_Farm | Wind Onshore | 150
26WIMPI-0535003U | Italy | 10YIT-GRTN-----B | 52 | IMPIANTO EOLICO ASCOLI SATRIANO | Wind Onshore | 150
26WIMPI-S20ASSMU | Italy | 10YIT-GRTN-----B | 176 | ASSEMINI | Other | 150
26WIMPI-S03CDGL3 | Italy | 10YIT-GRTN-----B | 14 | CEDEGOLO | Hydro Run-of-river and poundage | 132
26WIMPI-01114964 | Italy | 10YIT-GRTN-----B | 56 | CASTELLANETA | Wind Onshore | 150
26WIMPI-S08SNVNQ | Italy | 10YIT-GRTN-----B | 27 | SUVIANA | Hydro Water Reservoir | 132
26WIMPI-01357569 | Italy | 10YIT-GRTN-----B | 26 | URURI | Wind Onshore | 150
26WIMPI-S12CGSTC | Italy | 10YIT-GRTN-----B | 17 | CASTEL GIUBILEO | Hydro Run-of-river and poundage | 150
26WIMPI-S09STYPK | Italy | 10YIT-GRTN-----B | 32 | TEGLIA | Hydro Run-of-river and poundage | 132
26WIMPI-S01MRSC2 | Italy | 10YIT-GRTN-----B | 41 | MORASCO | Hydro Water Reservoir | 132
26WIMPI-S11SLZZX | Italy | 10YIT-GRTN-----B | 10 | SAN LAZZARO | Hydro Run-of-river and poundage | 20
26WIMPI-S10PRCEU | Italy | 10YIT-GRTN-----B | 9 | PRECI | Hydro Run-of-river and poundage | 132
26WIMPI-C20TLRA7 | Italy | 10YIT-GRTN-----B | 41 | CUCCHINADORZA | Hydro Water Reservoir | 150
26WIMPI-S15A2NDX | Italy | 10YIT-GRTN-----B | 22 | ANDRETTA 22MW | Wind Onshore | 150
26WIMPI-S16EBNPL | Italy | 10YIT-GRTN-----B | 1260 | ENIPOWER BRINDISI | Other | 380
26WIMPI-S03VBRNR | Italy | 10YIT-GRTN-----B | 28 | VOBARNO | Hydro Water Reservoir | 220
26WIMYI-S01PANTB | Italy | 10YIT-GRTN-----B | 14 | PONT | Hydro Run-of-river and poundage | 132
26WIMPI-S17RPCN5 | Italy | 10YIT-GRTN-----B | 41 | RIPACANDIDA | Wind Onshore | 150
26WIMPI-S08BCRGX | Italy | 10YIT-GRTN-----B | 281 | BARGI CENTRALE | Hydro Pumped Storage | 380
26WIMPI-S15SCMPU | Italy | 10YIT-GRTN-----B | 32 | IMPIANTO EOLICO SCAMPITELLA | Wind Onshore | 20
26WIMPI-0530247R | Italy | 10YIT-GRTN-----B | 29 | isca ricotta - melfi | Wind Onshore | 150
26WIMPI-0465591D | Italy | 10YIT-GRTN-----B | 10 | Cartiera Reno de Medici Santa Giustina | Fossil Gas | 132
26WIMPI-0611168N | Italy | 10YIT-GRTN-----B | 49 | Breathe energia in movimento | Wind Onshore | 150
26WIMPI-0089078L | Italy | 10YIT-GRTN-----B | 12 | Stabilimento Villa S.Lucia | Fossil Gas | 132
26WIMPI-0817510V | Italy | 10YIT-GRTN-----B | 41 | CASSINO-META | Fossil Gas | 150
26WIMPI-0675918O | Italy | 10YIT-GRTN-----B | 20 | San Giovanni Wind Farm | Wind Onshore | 150
26WIMPI-0686464Q | Italy | 10YIT-GRTN-----B | 14 | Lacedonia | Wind Onshore | 150
26WIMPI-0302023Y | Italy | 10YIT-GRTN-----B | 11 | S. Domenica | Wind Onshore | 150
26WIMPICIMARR-2O | Italy | 10YIT-GRTN-----B | 43 | VALCIMARRA FIASTRONE | Hydro Water Reservoir | 132
26WIMPI-0604160U | Italy | 10YIT-GRTN-----B | 0 | BANZI | Wind Onshore | 150
26WIMPI-0602383K | Italy | 10YIT-GRTN-----B | 10 | Parco Eolico Torre di Ruggiero | Wind Onshore | 20
26WIMPI-0752122B | Italy | 10YIT-GRTN-----B | 54 | La Toppa 1 | Wind Onshore | 150
26WIMPI-0679824D | Italy | 10YIT-GRTN-----B | 30 | LeReni | Wind Onshore | 150
26WIMPI-0608677A | Italy | 10YIT-GRTN-----B | 10 | Parco La Rocca | Wind Onshore | 150
26WIMPI-0678391N | Italy | 10YIT-GRTN-----B | 18 | Masseria Bizzarro | Wind Onshore | 150
26WIMPI-G01GGLOL | Italy | 10YIT-GRTN-----B | 20 | GOGLIO DEVERO | Hydro Run-of-river and poundage | 132
26WIMPI-0682360L | Italy | 10YIT-GRTN-----B | 39 | Cancellara | Wind Onshore | 150
26WIMPI-07528458 | Italy | 10YIT-GRTN-----B | 11 | Tioxide Europe Scarlino | Fossil Gas | 132
26WIMPI-0086915O | Italy | 10YIT-GRTN-----B | 0 | C.le Idroelettrica Uvini | Hydro Run-of-river and poundage | 60
26WIMPI-06684162 | Italy | 10YIT-GRTN-----B | 18 | CONTE | Wind Onshore | 150
26WIMPI-0637955W | Italy | 10YIT-GRTN-----B | 10 | Apecchio - Monte dei Sospiri | Wind Onshore | 132
26WIMPIALENCO-1B | Italy | 10YIT-GRTN-----B | 350 | LANZADA | Hydro Water Reservoir | 220
26WIMPI-0848721W | Italy | 10YIT-GRTN-----B | 44 | CHPP-Augusta | Fossil Gas | 150
26WIMPI-0766929D | Italy | 10YIT-GRTN-----B | 18 | Burgentia Energia | Wind Onshore | 150
26WIMPI-0765244D | Italy | 10YIT-GRTN-----B | 10 | Bisaccia | Wind Onshore | 150
26WIMPI-06840776 | Italy | 10YIT-GRTN-----B | 23 | S.Agata Biomassa | Biomass | 150
26WIMPI-0684906U | Italy | 10YIT-GRTN-----B | 26 | ELCE2 | Wind Onshore | 150
26WIMPI-07978333 | Italy | 10YIT-GRTN-----B | 13 | Finale Emilia Biomassa | Biomass | 132
26WIMPI-M03SFRN0 | Italy | 10YIT-GRTN-----B | 272 | S.FIORANO_GENERAZIONE | Hydro Water Reservoir | 380
26WIMPI-03590511 | Italy | 10YIT-GRTN-----B | 0 | Costa del Pidocchio | Wind Onshore | 150
26WIMPI-0650377W | Italy | 10YIT-GRTN-----B | 22 | Tarifa | Wind Onshore | 150
26WIMPI-0599705G | Italy | 10YIT-GRTN-----B | 22 | Parco Eolico Buseto | Wind Onshore | 150
26WIMPI-0475318P | Italy | 10YIT-GRTN-----B | 12 | Biomassa Rignano | Biomass | 150
26WIMPI-0857016F | Italy | 10YIT-GRTN-----B | 0 | IDRO-CANISTRO | Hydro Run-of-river and poundage | 150
26WIMZI-06863440 | Italy | 10YIT-GRTN-----B | 44 | ALISEA | Wind Onshore | 150
26WIMPI-0681821G | Italy | 10YIT-GRTN-----B | 60 | Wind Farm Melfi2 | Wind Onshore | 150
26WIMPI-05926472 | Italy | 10YIT-GRTN-----B | 16 | Impianto Cerreto | Wind Onshore | 150
26WIMPI-06890412 | Italy | 10YIT-GRTN-----B | 16 | SERRA CARPANETO 3 | Wind Onshore | 150
26WIMPI-0681897K | Italy | 10YIT-GRTN-----B | 0 | POZZO MARANO | Wind Onshore | 150
26WIMPI-0685590Q | Italy | 10YIT-GRTN-----B | 0 | Circello - Piana Barone e Costa Pagliara | Wind Onshore | 150
26WIMPI-0904006J | Italy | 10YIT-GRTN-----B | 16 | Nova LT16 | Fossil Gas | 132
26WIMPI-07655506 | Italy | 10YIT-GRTN-----B | 54 | Tricarico C&C | Wind Onshore | 150
26WIMPI-S20ESNC8 | Italy | 10YIT-GRTN-----B | 60 | POLIMERI EUROPA | Fossil Oil | 150
26WIMPI-M04CMGIF | Italy | 10YIT-GRTN-----B | 9 | CIMEGO 2-MURANDIN | Hydro Run-of-river and poundage | 20
26WIMPI-S04RVRTN | Italy | 10YIT-GRTN-----B | 30 | CENTRALE COGENERAZIONE Z.I. | Other | 20
26WIMPI-0685617W | Italy | 10YIT-GRTN-----B | 23 | Simeri Crichi eolico | Wind Onshore | 150
26WIMPI-07709193 | Italy | 10YIT-GRTN-----B | 14 | Lavello | Wind Onshore | 150
26WIMPI-S09SLMNI | Italy | 10YIT-GRTN-----B | 23 | NUOVA SOLMINE | Other | 132
26WIMZI-09119890 | Italy | 10YIT-GRTN-----B | 12 | PAGANINI_13830 | Solar | 150
26WIMPI-0845770Y | Italy | 10YIT-GRTN-----B | 43 | CTEimpiantiSUD | Other | 150
26WIMPI-0693236B | Italy | 10YIT-GRTN-----B | 450 | CET 2 | Other | 220
26WIMPI-0913115D | Italy | 10YIT-GRTN-----B | 11 | ROSSINI_12952 | Solar | 150
26WIMPI-0305585E | Italy | 10YIT-GRTN-----B | 18 | Vaprio d'adda | Hydro Run-of-river and poundage | 132
26WIMPI-08737107 | Italy | 10YIT-GRTN-----B | 18 | Tor di Valle MCI | Fossil Gas | 150
26WIMPI-S05ZTGNU | Italy | 10YIT-GRTN-----B | 34 | Zignago Power | Biomass | 132
26WIMPI-00419230 | Italy | 10YIT-GRTN-----B | 26 | CROCIMINUTI-MALUCUTRAZZO-IRTO SCURO | Wind Onshore | 150
26WIMPI-C11CPDPF | Italy | 10YIT-GRTN-----B | 9 | CAPODIPONTE TRONTO | Hydro Run-of-river and poundage | 132
26WIMPI-0692971N | Italy | 10YIT-GRTN-----B | 38 | ILVA Taranto TRT S.p.a | Other | 220
26WIMPI-0609004J | Italy | 10YIT-GRTN-----B | 20 | Oppido Lucano | Wind Onshore | 150
26WIMPI-04195063 | Italy | 10YIT-GRTN-----B | 60 | Eolico Tursi e Colobraro | Wind Onshore | 150
26WIMPI-08902841 | Italy | 10YIT-GRTN-----B | 11 | PUCCINI_13.360 | Solar | 150
26WIMPI-0052884A | Italy | 10YIT-GRTN-----B | 12 | Rezzalasco | Hydro Run-of-river and poundage | 22
26WIMPI-0892375P | Italy | 10YIT-GRTN-----B | 11 | Verdi_13.030 | Solar | 150
26WIMPI-S01CDRGT | Italy | 10YIT-GRTN-----B | 18 | COGENERAZIONE DI RIVOLI CENTO | Fossil Gas | 20
26WIMPI-0902368W | Italy | 10YIT-GRTN-----B | 20 | Vaglio IR | Wind Onshore | 150
26WIMPI-0909538Z | Italy | 10YIT-GRTN-----B | 10 | Terre Nove Completamento | Wind Onshore | 150
26WIMPI-S04BSRGU | Italy | 10YIT-GRTN-----B | 11 | Bergkristall Stieber | Hydro Run-of-river and poundage | 20
26WIMPI-07689617 | Italy | 10YIT-GRTN-----B | 10 | TERRE-NOVE | Wind Onshore | 150
26WIMPI-0884908C | Italy | 10YIT-GRTN-----B | 27 | BIOMASSE RUSSI | Biomass | 132
26WIMPI-0679327R | Italy | 10YIT-GRTN-----B | 22 | Segheria Nuova | Wind Onshore | 150
26WIMPI-0902042P | Italy | 10YIT-GRTN-----B | 40 | CMM Castel Fraiano IR1 | Wind Onshore | 150
26WIMPI-07660933 | Italy | 10YIT-GRTN-----B | 23 | Taverna Caduta | Wind Onshore | 150
26WIMPI-0772460G | Italy | 10YIT-GRTN-----B | 20 | Parco eolico Wincap | Wind Onshore | 150
26WIMPI-0678183U | Italy | 10YIT-GRTN-----B | 11 | Serra Energie | Wind Onshore | 150
26WIMPI-08953012 | Italy | 10YIT-GRTN-----B | 20 | Powercrop Macchiareddu | Biomass | 150
26WIMPI-0906039V | Italy | 10YIT-GRTN-----B | 20 | Parco eolico La Rucola-Pierno | Wind Onshore | 150
26WIMPI-09116161 | Italy | 10YIT-GRTN-----B | 13 | Schiavi Fonte Gelata IR2 | Wind Onshore | 150
26WIMPI-07568042 | Italy | 10YIT-GRTN-----B | 10 | Arlena Eolico | Wind Onshore | 150
26WIMPI-0730281D | Italy | 10YIT-GRTN-----B | 15 | Vaglio Ampliamento | Wind Onshore | 150
26WIMZI-09111950 | Italy | 10YIT-GRTN-----B | 13 | Troia | Wind Onshore | 150
26WIMPI-06854343 | Italy | 10YIT-GRTN-----B | 15 | Tolve Parco | Wind Onshore | 150
26WIMPI-0849030H | Italy | 10YIT-GRTN-----B | 31 | MEDIO CAMPIDANO | Wind Onshore | 150
26WIMPI-1020866W | Italy | 10YIT-GRTN-----B | 0 | ASSEMINI_26 | Solar | 150
26WIMPI-F01PVNTJ | Italy | 10YIT-GRTN-----B | 75 | PONT VENTOUX_2 | Hydro Run-of-river and poundage | 132
26WIMPI-09098043 | Italy | 10YIT-GRTN-----B | 40 | FORENTUM | Wind Onshore | 150
26WIMPI-0894216Z | Italy | 10YIT-GRTN-----B | 14 | Ripalonga | Wind Onshore | 150
26WIMPI-0770583A | Italy | 10YIT-GRTN-----B | 18 | BUTERA2 | Wind Onshore | 150
26WIMPI-1003453H | Italy | 10YIT-GRTN-----B | 19 | Cassino Trigenerazione | Fossil Gas | 150
26WIMPI-07692029 | Italy | 10YIT-GRTN-----B | 39 | BOSCOLEPIANE | Wind Onshore | 150
26WIMPI-0910443B | Italy | 10YIT-GRTN-----B | 17 | SICULIANA1 | Wind Onshore | 150
26WIMPI-0908666V | Italy | 10YIT-GRTN-----B | 14 | Le Coste | Wind Onshore | 150
26WIMPI-0890589G | Italy | 10YIT-GRTN-----B | 15 | Mazara del Vallo | Wind Onshore | 150
26WIMPIETOBRA-15 | Italy | 10YIT-GRTN-----B | 10 | CETO | Hydro Run-of-river and poundage | 132
26WIMPI-0610999M | Italy | 10YIT-GRTN-----B | 0 | Monteverde | Wind Onshore | 150
26WIMPI-0773507B | Italy | 10YIT-GRTN-----B | 12 | FORLETONUOVO2 | Wind Onshore | 150
26WIMPI-1091847Q | Italy | 10YIT-GRTN-----B | 31 | Porto Torres FV 31 | Solar | 15
26WIMPI-20050836 | Italy | 10YIT-GRTN-----B | 48 | Vega_ | Solar | 150
26WIMPI-0773027P | Italy | 10YIT-GRTN-----B | 15 | Montefalcone E2i | Wind Onshore | 150
26WIMPI-10198249 | Italy | 10YIT-GRTN-----B | 11 | Tartini Energia srl | Solar | 150
26WIMZI-S16BNRNI | Italy | 10YIT-GRTN-----B | 500 | BRINDISI NORD | Fossil Hard coal | 380
26WIMPI-0772333N | Italy | 10YIT-GRTN-----B | 16 | ECOCALAGGIO | Wind Onshore | 150
26WIMZI-08942070 | Italy | 10YIT-GRTN-----B | 31 | S.Severo | Wind Onshore | 150
26WIMPI-0908690Y | Italy | 10YIT-GRTN-----B | 15 | AW2 | Wind Onshore | 150
26WIMPI-10547804 | Italy | 10YIT-GRTN-----B | 63 | San Severo Antonacci | Solar | 150
26WIMPI-07739959 | Italy | 10YIT-GRTN-----B | 27 | portella pero | Wind Onshore | 150
26WIMPI-09087254 | Italy | 10YIT-GRTN-----B | 35 | CONZA | Wind Onshore | 150
26WIMPI-10201129 | Italy | 10YIT-GRTN-----B | 11 | Trovaioli Energia srl | Solar | 150
26WIMPI-0773122V | Italy | 10YIT-GRTN-----B | 35 | San Giorgio Ampliamento | Wind Onshore | 150
26WIMPI-0536004N | Italy | 10YIT-GRTN-----B | 20 | MONTE SCASSELLA | Wind Onshore | 220
26WIMPI-04539858 | Italy | 10YIT-GRTN-----B | 36 | Parco eolico Andali | Wind Onshore | 150
26WIMPI-09100040 | Italy | 10YIT-GRTN-----B | 29 | AGRETTA | Wind Onshore | 150
26WIMPI-S15PESF2 | Italy | 10YIT-GRTN-----B | 14 | PARCO EOLICO STURNO FRIGENTO | Wind Onshore | 20
26WIMPI-0778785W | Italy | 10YIT-GRTN-----B | 52 | PIANELLE | Wind Onshore | 150
26WIMPI-0891033L | Italy | 10YIT-GRTN-----B | 16 | CAPRI_ | Fossil Oil | 10
26WIMPI-1048377W | Italy | 10YIT-GRTN-----B | 22 | MAEN MARMORE | Hydro Run-of-river and poundage | 150
26WIMPI-0904518T | Italy | 10YIT-GRTN-----B | 57 | Parco Eolico Morcone | Wind Onshore | 150
26WIMPI-06832587 | Italy | 10YIT-GRTN-----B | 48 | Parco San Lupo | Wind Onshore | 150
26WIMPI-07741771 | Italy | 10YIT-GRTN-----B | 20 | Foce di Cornia | Wind Onshore | 132
43W-KEG-HPP----I | Latvia | 10YLV-1001A00074 | 240.1 | Kegums HPP | Hydro Run-of-river and poundage | 110
43W-PLAV-HPP---J | Latvia | 10YLV-1001A00074 | 894 | Plavinas HPP | Hydro Run-of-river and poundage | 330
43W-RTEC-2-2---7 | Latvia | 10YLV-1001A00074 | 440 | RTEC2-2 | Fossil Gas | 330
43W-RTEC-1-----T | Latvia | 10YLV-1001A00074 | 144 | RTEC1 | Fossil Gas | 110
43W-RTEC-2-1---C | Latvia | 10YLV-1001A00074 | 441 | RTEC2-1 | Fossil Gas | 330
43W-RIG-HPP----1 | Latvia | 10YLV-1001A00074 | 402 | Riga HPP | Hydro Run-of-river and poundage | 330
41W1023600243EL3 | Lithuania | 10YLT-1001A0008Q | 1655 | Lietuvos elektrine | Fossil Gas | 330
41W2128003453ELI | Lithuania | 10YLT-1001A0008Q | 900 | KruonioHAE | Hydro Pumped Storage | 330
41WME-------TG1J | Lithuania | 10YLT-1001A0008Q | 160 | Mazeikiu elektrine | Fossil Gas | 110
41W8538227475ELN | Lithuania | 10YLT-1001A0008Q | 170 | KaunoTE | Fossil Gas | 110
41W8908466671EL6 | Lithuania | 10YLT-1001A0008Q | 222.8 | VEJO | Wind Onshore | 110
41W3185595680EL8 | Lithuania | 10YLT-1001A0008Q | 360 | VilniausE3 | Fossil Gas | 110
41W9259783288ELI | Lithuania | 10YLT-1001A0008Q | 101 | KaunoHE | Hydro Run-of-river and poundage | 110
21W0000PERUCICAH | Montenegro | 10YCS-CG-TSO---S | 307 | HE_Perućica | Hydro Run-of-river and poundage | 110
21W00000000PIVA9 | Montenegro | 10YCS-CG-TSO---S | 342 | HE_Piva | Hydro Water Reservoir | 220
21W0000000000PVY | Montenegro | 10YCS-CG-TSO---S | 210 | TE_Pljevlja | Fossil Brown coal/Lignite | 220
21WKRNOVO-GEN-03 | Montenegro | 10YCS-CG-TSO---S | 72 | VE KRNOVO | Wind Onshore | 110
21W000000MOZURAW | Montenegro | 10YCS-CG-TSO---S | 46 | VE MOZURA | Wind Onshore | 110
49W000000000135X | Netherlands | 10YNL----------L | 332 | Bergum 20 | Fossil Gas | 380
49W0000000001233 | Netherlands | 10YNL----------L | 332 | Bergum 10 | Fossil Gas | 380
49W000000000091R | Netherlands | 10YNL----------L | 103 | Merwedekanaal 11 | Fossil Gas | 50
49W000000000096H | Netherlands | 10YNL----------L | 131 | Eems 20 | Fossil Gas | 220
49W000000000090T | Netherlands | 10YNL----------L | 224 | Centrale Merwedekanaal 12 | Fossil Gas | 150
49W000000000088G | Netherlands | 10YNL----------L | 360 | Eems 3 | Fossil Gas | 220
49W000000000080W | Netherlands | 10YNL----------L | 360 | Eems 7 | Fossil Gas | 380
49W000000000082S | Netherlands | 10YNL----------L | 360 | Eems 6 | Fossil Gas | 380
49W000000000084O | Netherlands | 10YNL----------L | 360 | Eems 5 | Fossil Gas | 220
49W000000000086K | Netherlands | 10YNL----------L | 360 | Eems 4 | Fossil Gas | 220
49W000000000047U | Netherlands | 10YNL----------L | 247 | Centrale Lage Weide | Fossil Gas | 150
49W000000000152X | Netherlands | 10YNL----------L | 343 | Delesto 2 | Fossil Gas | 110
49W000000000076N | Netherlands | 10YNL----------L | 592 | Gelderland 150 kV | Fossil Hard coal | 150
49W000000000072V | Netherlands | 10YNL----------L | 423.1 | FLEVO 4 | Fossil Gas | 380
49W000000000074R | Netherlands | 10YNL----------L | 428 | FLEVO 5 | Fossil Gas | 150
49W000000000058P | Netherlands | 10YNL----------L | 860 | Enecogen | Fossil Gas | 380
49W0000000000504 | Netherlands | 10YNL----------L | 128 | NAM Schoonebeek | Fossil Gas | 110
49W000000000078J | Netherlands | 10YNL----------L | 736 | MVL380 CR10 | Fossil Hard coal | 380
49W0000000000520 | Netherlands | 10YNL----------L | 408 | Borssele 12 | Fossil Hard coal | 380
49W000000000054X | Netherlands | 10YNL----------L | 492 | Borssele 30 | Nuclear | 380
49W000000000048S | Netherlands | 10YNL----------L | 456 | TNZ150 ELSTA | Fossil Gas | 150
49W000000000092P | Netherlands | 10YNL----------L | 130 | Pergen 1 | Fossil Gas | 150
49W000000000094L | Netherlands | 10YNL----------L | 130 | Pergen 2 | Fossil Gas | 150
49W000000000000J | Netherlands | 10YNL----------L | 120.3 | Westereems | Wind Onshore | 110
49W000000000070Z | Netherlands | 10YNL----------L | 631 | Amer | Fossil Hard coal | 380
49W000000000117Z | Netherlands | 10YNL----------L | 432 | Sloecentrale Unit 20 | Fossil Gas | 380
49W000000000110C | Netherlands | 10YNL----------L | 122 | Prinses Alexia Windpark | Wind Onshore | 150
49W000000000111A | Netherlands | 10YNL----------L | 108 | OWEZ | Wind Offshore | 150
49W000000000063W | Netherlands | 10YNL----------L | 766 | Moerdijk | Fossil Gas | 150
49W000000000066Q | Netherlands | 10YNL----------L | 1580 | Eemshaven | Fossil Hard coal | 380
49W000000000069K | Netherlands | 10YNL----------L | 1914 | Claus | Fossil Gas | 380
49W000000000061- | Netherlands | 10YNL----------L | 209 | Swentibold | Fossil Gas | 150
49W000000000100F | Netherlands | 10YNL----------L | 535 | Maasvlakte | Fossil Hard coal | 380
49W000000000102B | Netherlands | 10YNL----------L | 1070 | Maasvlakte | Fossil Hard coal | 380
49W000000000101D | Netherlands | 10YNL----------L | 535 | Maasvlakte | Fossil Hard coal | 380
49W0000000001047 | Netherlands | 10YNL----------L | 220 | RoCa | Fossil Gas | 150
49W0000000000512 | Netherlands | 10YNL----------L | 432 | Sloecentrale Unit 10 | Fossil Gas | 380
49W000000000044- | Netherlands | 10YNL----------L | 1410 | Eemshaven | Fossil Gas | 380
49W0000000000431 | Netherlands | 10YNL----------L | 684 | Diemen | Fossil Gas | 380
49W000000000046W | Netherlands | 10YNL----------L | 869 | Velsen | Fossil Gas | 150
49W000000000045Y | Netherlands | 10YNL----------L | 1090 | Hemweg | Fossil Hard coal | 150
49W0000000000342 | Netherlands | 10YNL----------L | 112 | Den Haag | Fossil Gas | 150
49W0000000001411 | Netherlands | 10YNL----------L | 144 | Westermeerwind | Wind Offshore | 110
49W0000000001225 | Netherlands | 10YNL----------L | 427 | Maasstroom Energie CV | Fossil Gas | 150
49W000000000127W | Netherlands | 10YNL----------L | 600 | Windpark Gemini | Wind Offshore | 380
49W0000000001128 | Netherlands | 10YNL----------L | 790 | Rijnmond | Fossil Gas | 150
33W-HEC-TIKVES-8 | North Macedonia | 10YMK-MEPSO----8 | 114 | TIKVES | Hydro Water Reservoir | 110
33W-HEC-VRUTOK-B | North Macedonia | 10YMK-MEPSO----8 | 150 | VRUTOK | Hydro Run-of-river and poundage | 110
33W--TEC-TE-TO-B | North Macedonia | 10YMK-MEPSO----8 | 251 | TE-TO | Fossil Gas | 110
33W-TECOSLOMEJ-7 | North Macedonia | 10YMK-MEPSO----8 | 125 | OSLOMEJ | Fossil Brown coal/Lignite | 110
33W-TEC-BITOLA-F | North Macedonia | 10YMK-MEPSO----8 | 699 | BITOLA | Fossil Brown coal/Lignite | 400
50WP00000000695B | Norway | 10YNO-0--------C | 720 | Svartisen | Hydro Water Reservoir | 18
50WP00000000389I | Norway | 10YNO-0--------C | 1244.2 | Kvilldal | Hydro Water Reservoir | 2
50WP00000000566M | Norway | 10YNO-0--------C | 97.1 | Rendalen | Hydro Water Reservoir | 2
50WP00000000565O | Norway | 10YNO-0--------C | 96 | Rendal 2 | Hydro Water Reservoir | 11
50WP00000000437X | Norway | 10YNO-0--------C | 247 | Lysebotn | Hydro Water Reservoir | 8
50WP00000000872F | Norway | 10YNO-0--------C | 142.3 | Askara | Hydro Water Reservoir | 11
50WP000000003095 | Norway | 10YNO-0--------C | 90 | Hoya.kr5 | Hydro Water Reservoir | 12
50WP00000000743Q | Norway | 10YNO-0--------C | 120 | Tjorhom | Hydro Water Reservoir | 13
50WP00000000741U | Norway | 10YNO-0--------C | 113 | Tjodan | Hydro Water Reservoir | 12
50WP00000000749E | Norway | 10YNO-0--------C | 164 | Torpa | Hydro Water Reservoir | 8
50WP00000000615Z | Norway | 10YNO-0--------C | 1120 | Sima | Hydro Water Reservoir | 16
50WP00000000747I | Norway | 10YNO-0--------C | 960 | Tonstad | Hydro Water Reservoir | 12
50WP00000000745M | Norway | 10YNO-0--------C | 433 | Tokke | Hydro Water Reservoir | 16
50WP000000000827 | Norway | 10YNO-0--------C | 382.3 | Brokke | Hydro Water Reservoir | 13
50WP00000000617V | Norway | 10YNO-0--------C | 180 | Siso | Hydro Water Reservoir | 16
50WP00000000575L | Norway | 10YNO-0--------C | 215.1 | RKA Nyhamna | Fossil Gas | 12
50WP00000000006N | Norway | 10YNO-0--------C | 165 | Alta krv | Hydro Water Reservoir | 14
50WP00000000447U | Norway | 10YNO-0--------C | 252.1 | Matre | Hydro Water Reservoir | 2
50WP000000000940 | Norway | 10YNO-0--------C | 65 | Boylefoss | Hydro Water Reservoir | 5.3
50WP00000000755J | Norway | 10YNO-0--------C | 144.2 | Trolheim | Hydro Water Reservoir | 16
50WP000000002706 | Norway | 10YNO-0--------C | 120 | Hjartdola | Hydro Water Reservoir | 11
50WP00000000493N | Norway | 10YNO-0--------C | 420 | Naturkraft CCPP | Fossil Gas | 20
50WP00000000718P | Norway | 10YNO-0--------C | 275 | Sonna | Hydro Water Reservoir | 14
50WP000000000592 | Norway | 10YNO-0--------C | 113 | Blafal.3 | Hydro Water Reservoir | 8
50WP00000000494L | Norway | 10YNO-0--------C | 226.8 | Nea | Hydro Water Reservoir | 10
50WP00000000368Q | Norway | 10YNO-0--------C | 130.9 | Kolsvik | Hydro Water Reservoir | 2
50WP00000000100V | Norway | 10YNO-0--------C | 150.2 | Dale | Hydro Water Reservoir | 13
50WP00000000366U | Norway | 10YNO-0--------C | 302.4 | Kobbelv | Hydro Water Reservoir | 2
50WP00000000498D | Norway | 10YNO-0--------C | 263.6 | Nedre Rossaga | Hydro Water Reservoir | 2
50WP00000000411E | Norway | 10YNO-0--------C | 124.7 | Leirdola | Hydro Water Reservoir | 15
50WP00000000852L | Norway | 10YNO-0--------C | 140 | Ovre Vinstra | Fossil Gas | 0.2
50WPI00000007045 | Norway | 10YNO-0--------C | 94.8 | Svelgfoss | Hydro Water Reservoir | 11
50WP00000000724U | Norway | 10YNO-0--------C | 187 | Saheim | Hydro Water Reservoir | 10
50WP00000000855F | Norway | 10YNO-0--------C | 94 | Abjora | Hydro Water Reservoir | 11
50WP00000000854H | Norway | 10YNO-0--------C | 104 | Oyberget | Hydro Water Reservoir | 11
50WP00000000063B | Norway | 10YNO-0--------C | 240 | Blafal.V | Hydro Water Reservoir | 15
50WP000000000673 | Norway | 10YNO-0--------C | 212.4 | Borgund | Hydro Water Reservoir | 2
50WP00000000729K | Norway | 10YNO-0--------C | 113 | Tafjord4 | Hydro Water Reservoir | 11
50WP00000000680O | Norway | 10YNO-0--------C | 130 | Straumsmo | Hydro Water Reservoir | 13
50WP00000000119A | Norway | 10YNO-0--------C | 200 | Duge | Hydro Pumped Storage | 13
50WP000000006888 | Norway | 10YNO-0--------C | 110 | Sundsfjord | Hydro Water Reservoir | 2
50WP00000000687A | Norway | 10YNO-0--------C | 110 | Sundsbarm | Hydro Water Reservoir | 15
50WP00000000118C | Norway | 10YNO-0--------C | 144 | Driva | Hydro Water Reservoir | 11
50WP00000000552X | Norway | 10YNO-0--------C | 505.2 | Rana | Hydro Water Reservoir | 15.5
50WP00000000685E | Norway | 10YNO-0--------C | 150 | Suldal 2 | Hydro Water Reservoir | 10
50WP00000000684G | Norway | 10YNO-0--------C | 160 | Suldal 1 | Hydro Water Reservoir | 13
50WP00000000429W | Norway | 10YNO-0--------C | 120 | Lomi | Hydro Water Reservoir | 11
50WP00000000863G | Norway | 10YNO-0--------C | 152.9 | Ana-Sira | Hydro Water Reservoir | 2
50WP00000000733T | Norway | 10YNO-0--------C | 166.6 | TBO RKA | Fossil Gas | 12
50WP000000008678 | Norway | 10YNO-0--------C | 95.9 | Aroy | Hydro Water Reservoir | 66
50WP00000000607Y | Norway | 10YNO-0--------C | 673.6 | Saurdal | Hydro Pumped Storage | 2
50WP000000000754 | Norway | 10YNO-0--------C | 132 | Bratsberg | Hydro Water Reservoir | 13
50WP00000000299J | Norway | 10YNO-0--------C | 160 | Hylen | Hydro Water Reservoir | 13
50WP000000001653 | Norway | 10YNO-0--------C | 108 | Finndola | Hydro Water Reservoir | 8
50WPI00000005085 | Norway | 10YNO-0--------C | 279.2 | Nes OEK | Hydro Water Reservoir | 9.5
50WP00000000651V | Norway | 10YNO-0--------C | 100 | Solberg2 | Hydro Water Reservoir | 15.5
50WP00000000650X | Norway | 10YNO-0--------C | 110.5 | Solberg1 | Hydro Water Reservoir | 10
50WP00000000654P | Norway | 10YNO-0--------C | 136 | Songa | Hydro Water Reservoir | 17
50WP00000000653R | Norway | 10YNO-0--------C | 200 | Solhom | Hydro Water Reservoir | 15
50WP00000000785A | Norway | 10YNO-0--------C | 186.2 | Usta | Hydro Water Reservoir | 13
50WP000000007007 | Norway | 10YNO-0--------C | 127.9 | Svelgen | Hydro Water Reservoir | 2
50WP00000000480W | Norway | 10YNO-0--------C | 110 | Myster | Hydro Water Reservoir | 12.5
50WP00000000484O | Norway | 10YNO-0--------C | 188.2 | Mar | Hydro Water Reservoir | 2
50WP00000000488G | Norway | 10YNO-0--------C | 112 | Naddvik | Hydro Water Reservoir | 13.5
50WP000000007957 | Norway | 10YNO-0--------C | 213 | Vamma | Hydro Water Reservoir | 5
50WP00000000660U | Norway | 10YNO-0--------C | 105.5 | Stakaldefossen | Hydro Water Reservoir | 2
50WP00000000667G | Norway | 10YNO-0--------C | 170 | Steinsland | Hydro Water Reservoir | 13
50WP000000005330 | Norway | 10YNO-0--------C | 220 | Oksla | Hydro Water Reservoir | 13.5
50WP00000000665K | Norway | 10YNO-0--------C | 115 | Steinsfoss | Hydro Water Reservoir | 11
50WP000000002293 | Norway | 10YNO-0--------C | 143.5 | Grytten Kraftver | Hydro Water Reservoir | 16
50WP000000004059 | Norway | 10YNO-0--------C | 92.5 | Langvatn | Hydro Water Reservoir | 2
50WP000000001823 | Norway | 10YNO-0--------C | 272.5 | Fortun | Hydro Water Reservoir | 2
50WP00000000052G | Norway | 10YNO-0--------C | 103.2 | Bjolvo | Hydro Water Reservoir | 13.8
50WP00000000848C | Norway | 10YNO-0--------C | 159.1 | Ovre Ros | Hydro Water Reservoir | 11
50WP000000001475 | Norway | 10YNO-0--------C | 328 | EVM | Fossil Gas | 15
50WP00000000278R | Norway | 10YNO-0--------C | 230 | Hol 1 | Hydro Water Reservoir | 10
50WP00000000807Q | Norway | 10YNO-0--------C | 204 | Vemork | Hydro Water Reservoir | 12
50WP00000000144B | Norway | 10YNO-0--------C | 355.2 | Evanger | Hydro Water Reservoir | 2
50WP00000000017I | Norway | 10YNO-0--------C | 303.1 | Aura | Hydro Water Reservoir | 12
50WP00000000585I | Norway | 10YNO-0--------C | 161.6 | Roldal | Hydro Water Reservoir | 13
50WP000000001491 | Norway | 10YNO-0--------C | 230 | F.K.F | Hydro Water Reservoir | 10
50WP000000004512 | Norway | 10YNO-0--------C | 273.1 | Mauranger | Hydro Water Reservoir | 2
50WP00000000457R | Norway | 10YNO-0--------C | 91.6 | Meraker | Hydro Water Reservoir | 9
50WP00000000456T | Norway | 10YNO-0--------C | 230 | Melkoya | Fossil Gas | 15
50WP00000000321F | Norway | 10YNO-0--------C | 94 | Innset | Hydro Water Reservoir | 9
50WP00000000763K | Norway | 10YNO-0--------C | 182.2 | Tunnsjodal | Hydro Water Reservoir | 2
50WP000000003281 | Norway | 10YNO-0--------C | 290 | Jostedal | Hydro Water Reservoir | 16
50WP000000005039 | Norway | 10YNO-0--------C | 332 | Nedre Vinstra | Hydro Water Reservoir | 10
50WP00000000633X | Norway | 10YNO-0--------C | 300 | Skjomen | Hydro Water Reservoir | 14
50WP00000000632Z | Norway | 10YNO-0--------C | 104 | Skjerka | Hydro Water Reservoir | 10
50WP00000000639L | Norway | 10YNO-0--------C | 97 | Skollenborg | Hydro Water Reservoir | 11
50WP000000002811 | Norway | 10YNO-0--------C | 415 | Holen | Hydro Water Reservoir | 14
50WP00000000020T | Norway | 10YNO-0--------C | 844.2 | Aurland1 | Hydro Water Reservoir | 2
50WP00000000023N | Norway | 10YNO-0--------C | 290 | Aurland3 | Hydro Water Reservoir | 15.5
50WP00000000022P | Norway | 10YNO-0--------C | 143 | Aurland2 | Hydro Water Reservoir | 10
50WP000000003370 | Norway | 10YNO-0--------C | 85.5 | Kaggefoss | Hydro Water Reservoir | 50
50WP00000000771L | Norway | 10YNO-0--------C | 390 | Tyin | Hydro Water Reservoir | 17
50WP00000000775D | Norway | 10YNO-0--------C | 220 | Tysso 2 | Hydro Water Reservoir | 15
50WP00000000647M | Norway | 10YNO-0--------C | 150.4 | Smola | Wind Onshore | 22
50WP00000000517Z | Norway | 10YNO-0--------C | 207.7 | Nore 1 | Hydro Water Reservoir | 2
50WP00000000294T | Norway | 10YNO-0--------C | 118 | Hunderfo | Hydro Water Reservoir | 66
50WP00000000822U | Norway | 10YNO-0--------C | 309 | Vinje | Hydro Water Reservoir | 16
50WP000000008783 | Norway | 10YNO-0--------C | 580 | Lang Sima | Hydro Water Reservoir | 16
50WP000000008791 | Norway | 10YNO-0--------C | 720 | Sy-Sima | Hydro Water Reservoir | 20
50WP000000002633 | Norway | 10YNO-0--------C | 110 | Hemsil 2 | Hydro Water Reservoir | 9
50WP00000000880G | Norway | 10YNO-0--------C | 370 | Lysebotn 2 | Hydro Water Reservoir | 9
50WP00000000881E | Norway | 10YNO-0--------C | 256 | Roan Vindpark | Wind Onshore | 132
50WP00000000882C | Norway | 10YNO-0--------C | 288 | Storheia Vindpark | Wind Onshore | 132
50WP00000001719I | Norway | 10YNO-0--------C | 150 | Midtfjellet | Wind Onshore | 34
19W0000000001195 | Poland | 10YPL-AREA-----S | 895 | Łaziska 3 | Fossil Hard coal | 220
19W000000000116B | Poland | 10YPL-AREA-----S | 250 | Łaziska 2 | Fossil Hard coal | 110
19W0000000000725 | Poland | 10YPL-AREA-----S | 149 | Karolin 1 | Fossil Hard coal | 110
19W000000000193U | Poland | 10YPL-AREA-----S | 250 | Stalowa Wola 3 | Fossil Hard coal | 110
19W000000000061A | Poland | 10YPL-AREA-----S | 105.2 | Gdynia 3 | Fossil Hard coal | 110
19W0000000000636 | Poland | 10YPL-AREA-----S | 1345 | Jaworzno 3 | Fossil Hard coal | 220
19W000000000197M | Poland | 10YPL-AREA-----S | 40 | Tychy | Fossil Hard coal | 0
19W0000000001276 | Poland | 10YPL-AREA-----S | 120 | FW Margonin | Wind Onshore | 110
19W0000000001292 | Poland | 10YPL-AREA-----S | 1532 | Opole | Fossil Hard coal | 400
19W0000000000806 | Poland | 10YPL-AREA-----S | 446 | Kraków Łęg | Fossil Hard coal | 110
19W000000000076Y | Poland | 10YPL-AREA-----S | 135 | Katowice | Fossil Hard coal | 110
19W0000000000741 | Poland | 10YPL-AREA-----S | 106 | Karolin 2 | Fossil Hard coal | 110
19W000000000229Z | Poland | 10YPL-AREA-----S | 386 | EC Żerań | Fossil Hard coal | 110
19W0000000001713 | Poland | 10YPL-AREA-----S | 1775 | Rybnik | Fossil Hard coal | 400
19W000000000040I | Poland | 10YPL-AREA-----S | 100 | Czechnica | Fossil Hard coal | 0
19W000000000106E | Poland | 10YPL-AREA-----S | 205 | EC Łódź-3 | Fossil Hard coal | 110
19W0000000001098 | Poland | 10YPL-AREA-----S | 231 | EC Wrotków | Fossil Gas | 110
19W0000000002361 | Poland | 10YPL-AREA-----S | 677 | Siersza | Fossil Hard coal | 220
19W000000000104I | Poland | 10YPL-AREA-----S | 1120 | Kozienice 2 | Fossil Hard coal | 400
19W0000000000571 | Poland | 10YPL-AREA-----S | 128.9 | EC Nowa Sarzyna | Fossil Gas | 110
19W000000000059Y | Poland | 10YPL-AREA-----S | 217.3 | Gdańsk 2 | Fossil Hard coal | 110
19W000000000230D | Poland | 10YPL-AREA-----S | 210.5 | Zielona Góra | Fossil Gas | 220
19W0000000002191 | Poland | 10YPL-AREA-----S | 620 | EC Siekierki | Fossil Hard coal | 110
19W000000000034D | Poland | 10YPL-AREA-----S | 158 | Blachownia | Fossil Coal-derived gas | 110
19W000000000035B | Poland | 10YPL-AREA-----S | 177 | Bydgoszcz 2 | Fossil Hard coal | 110
19W000000000168T | Poland | 10YPL-AREA-----S | 134.2 | Pomorzany | Fossil Hard coal | 110
19W0000000000369 | Poland | 10YPL-AREA-----S | 226 | Chorzów | Fossil Hard coal | 110
19W000000000169R | Poland | 10YPL-AREA-----S | 101 | EC Rzeszów | Fossil Gas | 110
19W000000000005K | Poland | 10YPL-AREA-----S | 600 | Adamów | Fossil Brown coal/Lignite | 220
19W0000000001349 | Poland | 10YPL-AREA-----S | 647 | Ostrołęka B | Fossil Hard coal | 220
19W000000000004M | Poland | 10YPL-AREA-----S | 156 | EW Włocławek | Hydro Run-of-river and poundage | 110
19W000000000149X | Poland | 10YPL-AREA-----S | 464 | Pątnów 2 | Fossil Brown coal/Lignite | 400
19W000000000016F | Poland | 10YPL-AREA-----S | 5318 | Bełchatów | Fossil Brown coal/Lignite | 400
19W000000000142A | Poland | 10YPL-AREA-----S | 1200 | Pątnów 1 | Fossil Brown coal/Lignite | 220
19W000000000107C | Poland | 10YPL-AREA-----S | 198 | EC Łódź-4 | Fossil Hard coal | 110
19W000000000060C | Poland | 10YPL-AREA-----S | 97.5 | Gorzów | Fossil Gas | 110
19W0000000000563 | Poland | 10YPL-AREA-----S | 41.4 | FW EGL | Wind Onshore | 110
19W000000000165Z | Poland | 10YPL-AREA-----S | 205 | Połaniec 2-Pasywna | Biomass | 400
19W0000000000628 | Poland | 10YPL-AREA-----S | 189 | Jaworzno 2 | Fossil Hard coal | 110
19W000000000111L | Poland | 10YPL-AREA-----S | 820 | Łagisza | Fossil Hard coal | 400
19W000000000186R | Poland | 10YPL-AREA-----S | 330 | Skawina | Fossil Hard coal | 220
19W000000000033F | Poland | 10YPL-AREA-----S | 156.6 | EC Białystok | Fossil Hard coal | 110
19W0000000002604 | Poland | 10YPL-AREA-----S | 82 | FW Marszewo | Wind Onshore | 0
19W000000000247X | Poland | 10YPL-AREA-----S | 540 | Porąbka Żar | Hydro Pumped Storage | 220
19W000000000199I | Poland | 10YPL-AREA-----S | 1488 | Turów | Fossil Brown coal/Lignite | 400
19W000000000240A | Poland | 10YPL-AREA-----S | 102 | Azoty Tarnów | Fossil Hard coal | 110
19W0000000002418 | Poland | 10YPL-AREA-----S | 716 | Żarnowiec | Hydro Pumped Storage | 400
19W0000000002426 | Poland | 10YPL-AREA-----S | 157 | Żydowo | Hydro Pumped Storage | 110
19W0000000002515 | Poland | 10YPL-AREA-----S | 198 | Solina | Hydro Pumped Storage | 110
19W000000000041G | Poland | 10YPL-AREA-----S | 201.5 | FW Darłowo | Wind Onshore | 0
19W000000000043C | Poland | 10YPL-AREA-----S | 1362 | Dolna Odra | Fossil Hard coal | 400
19W000000000238Y | Poland | 10YPL-AREA-----S | 100 | Mondi Świecie | Fossil Hard coal | 110
19W000000000239W | Poland | 10YPL-AREA-----S | 125 | Nowa | Fossil Hard coal | 110
19W0000000002353 | Poland | 10YPL-AREA-----S | 100.4 | Zakłady Chemiczne Police SA | Fossil Hard coal | 6
19W0000000002345 | Poland | 10YPL-AREA-----S | 345 | PKN Orlen | Fossil Oil | 30
19W0000000001519 | Poland | 10YPL-AREA-----S | 1623 | Połaniec | Fossil Hard coal | 400
19W000000000212F | Poland | 10YPL-AREA-----S | 112 | ZA Puławy | Fossil Hard coal | 30
19W000000000213D | Poland | 10YPL-AREA-----S | 270 | Wrocław | Fossil Hard coal | 110
19W000000000095U | Poland | 10YPL-AREA-----S | 1799 | Kozienice 1 | Fossil Hard coal | 220
19W000000000256W | Poland | 10YPL-AREA-----S | 491 | EC Włocławek | Fossil Gas | 220
19W000000000258S | Poland | 10YPL-AREA-----S | 82.5 | FW Korytnica | Wind Onshore | 400
19W000000000094W | Poland | 10YPL-AREA-----S | 0 | Konin | Fossil Brown coal/Lignite | 110
19W000000000272Y | Poland | 10YPL-AREA-----S | 85 | Dychów | Hydro Pumped Storage | 110
19W000000000275S | Poland | 10YPL-AREA-----S | 50 | FW Banie | Wind Onshore | 110
19W000000000287L | Poland | 10YPL-AREA-----S | 53.4 | Zabrze | Fossil Hard coal | 110
19W000000000274U | Poland | 10YPL-AREA-----S | 138 | Gorzów 2 | Fossil Gas | 110
19W0000000002337 | Poland | 10YPL-AREA-----S | 111.6 | International Paper Kwidzyn | Fossil Hard coal | 110
19W000000000283T | Poland | 10YPL-AREA-----S | 630 | Płock | Fossil Gas | 400
19W000000000293Q | Poland | 10YPL-AREA-----S | 100.6 | EC Toruń | Fossil Gas | 60
19W000000000294O | Poland | 10YPL-AREA-----S | 71.1 | Przyjaźń | Fossil Coal-derived gas | 110
19W000000000295M | Poland | 10YPL-AREA-----S | 113 | Zofiówka | Fossil Hard coal | 110
19W000000000296K | Poland | 10YPL-AREA-----S | 910 | Jaworzno 2 JWCD | Fossil Hard coal | 400
19W000000000284R | Poland | 10YPL-AREA-----S | 467 | EC Stalowa Wola | Fossil Gas | 220
19W000000000299E | Poland | 10YPL-AREA-----S | 101.3 | FW Potegowo | Wind Onshore | 110
16WCARRAPA-----2 | Portugal | 10YPT-REN------W | 201 | Carrapatelo | Hydro Run-of-river and poundage | 220
16WMIRANII-----E | Portugal | 10YPT-REN------W | 189 | Miranda II | Hydro Run-of-river and poundage | 220
16WVALEIRA-----B | Portugal | 10YPT-REN------W | 240 | Valeira | Hydro Run-of-river and poundage | 220
16WRTG---------V | Portugal | 10YPT-REN------W | 990 | T.Outeiro C.C. | Fossil Gas | 220
16WCABRIL------U | Portugal | 10YPT-REN------W | 108 | Cabril | Hydro Water Reservoir | 150
16WALINDO------J | Portugal | 10YPT-REN------W | 630 | Alto Lindoso | Hydro Water Reservoir | 400
16WPOCINHO-----S | Portugal | 10YPT-REN------W | 186 | Pocinho | Hydro Run-of-river and poundage | 220
16WBEMPOS------6 | Portugal | 10YPT-REN------W | 240 | Bemposta | Hydro Run-of-river and poundage | 220
16WVFURNA------1 | Portugal | 10YPT-REN------W | 125 | Vilarinho F. | Hydro Pumped Storage | 150
16WSINES-------W | Portugal | 10YPT-REN------W | 1180 | Sines | Fossil Hard coal | 400
16WREGUA-------O | Portugal | 10YPT-REN------W | 180 | Regua | Hydro Run-of-river and poundage | 220
16WCRESTUM-----6 | Portugal | 10YPT-REN------W | 117 | Crestuma | Hydro Run-of-river and poundage | 60
16WRPG---------5 | Portugal | 10YPT-REN------W | 576 | Pego | Fossil Hard coal | 400
16WCBODE-------5 | Portugal | 10YPT-REN------W | 159 | Castelo Bode | Hydro Water Reservoir | 220
16WFRADES------T | Portugal | 10YPT-REN------W | 191 | V.Nova II(Frades) | Hydro Pumped Storage | 150
16WLARES-------R | Portugal | 10YPT-REN------W | 826 | Lares | Fossil Gas | 400
16WPICOTE------0 | Portugal | 10YPT-REN------W | 195 | Picote | Hydro Run-of-river and poundage | 220
16WBEMPOII-----R | Portugal | 10YPT-REN------W | 191 | Bemposta II | Hydro Run-of-river and poundage | 400
16WALQUEII-----Q | Portugal | 10YPT-REN------W | 254 | Alqueva II | Hydro Pumped Storage | 400
16WAGUIE-------3 | Portugal | 10YPT-REN------W | 336 | Aguieira | Hydro Pumped Storage | 220
16W-MIRANDA----I | Portugal | 10YPT-REN------W | 180 | Miranda | Hydro Run-of-river and poundage | 220
16WTORRAO------V | Portugal | 10YPT-REN------W | 140 | Torrao | Hydro Run-of-river and poundage | 220
16WRIBATE------E | Portugal | 10YPT-REN------W | 1176 | Ribatejo | Fossil Gas | 400
16WPEGO--------O | Portugal | 10YPT-REN------W | 837 | Pego C.C. | Fossil Gas | 400
16WALQUE-------F | Portugal | 10YPT-REN------W | 254 | Alqueva | Hydro Pumped Storage | 400
16WPICOTII-----K | Portugal | 10YPT-REN------W | 245 | Picote II | Hydro Run-of-river and poundage | 220
16W-FRATEL-----A | Portugal | 10YPT-REN------W | 132 | Fratel | Hydro Run-of-river and poundage | 150
16WBASBM-------8 | Portugal | 10YPT-REN------W | 153 | Baixo Sabor Montante | Hydro Pumped Storage | 220
16WSALAM2------Z | Portugal | 10YPT-REN------W | 220 | Salamonde II | Hydro Pumped Storage | 400
16WFRADES2-----8 | Portugal | 10YPT-REN------W | 780 | Frades II | Hydro Pumped Storage | 400
16WFRADE2------F | Portugal | 10YPT-REN------W | 780 | Frades II | Hydro Pumped Storage | 400
16WFOZT--------Y | Portugal | 10YPT-REN------W | 261 | Foz Tua | Hydro Pumped Storage | 400
30W-CET-ROVI---Q | Romania | 10YRO-TEL------P | 1207 | TPP Rovinari | Fossil Brown coal/Lignite | 400
30W-CHE-STEJ---C | Romania | 10YRO-TEL------P | 208.4 | HPP Stejaru | Hydro Water Reservoir | 110
30W-CEE-STUP---U | Romania | 10YRO-TEL------P | 177 | WPP Stupina | Wind Onshore | 400
30W-CHE-CORB---Q | Romania | 10YRO-TEL------P | 219.4 | HPP Vidraru | Hydro Water Reservoir | 220
30W-CET-BORZ---J | Romania | 10YRO-TEL------P | 194 | TPP Borzesti | Fossil Gas | 220
30W-CHE-RUIM---B | Romania | 10YRO-TEL------P | 335 | HPP Raul Mare | Hydro Water Reservoir | 220
30W-CHE-TISM---J | Romania | 10YRO-TEL------P | 105 | HPP Tismana | Hydro Water Reservoir | 110
30W-CET-BRAI---0 | Romania | 10YRO-TEL------P | 413 | TPP Braila | Fossil Gas | 220
30W-CET-PETROM-L | Romania | 10YRO-TEL------P | 860 | TPP CCCC Petrom Brazi | Fossil Gas | 400
30W-CHE-GALC---C | Romania | 10YRO-TEL------P | 149 | HPP Galceag | Hydro Water Reservoir | 220
30W-CET-GOVO---A | Romania | 10YRO-TEL------P | 176.7 | TPP Govora | Fossil Brown coal/Lignite | 110
30W-CET-MINT---R | Romania | 10YRO-TEL------P | 1000 | TPP Mintia | Fossil Hard coal | 220
30W-FACAENI----J | Romania | 10YRO-TEL------P | 129.7 | WPP Facaeni | Wind Onshore | 400
30W-CHE-SUGAG--7 | Romania | 10YRO-TEL------P | 149 | HPP Sugag | Hydro Water Reservoir | 220
30W-CEE-COGEA--T | Romania | 10YRO-TEL------P | 246.2 | WPP Cogealac | Wind Onshore | 400
30W-CET-ISAL---X | Romania | 10YRO-TEL------P | 595 | TPP Isalnita | Fossil Brown coal/Lignite | 220
30W-CEE-FANT---U | Romania | 10YRO-TEL------P | 338.9 | WPP Fantanele | Wind Onshore | 400
30W-CHE-LOTR---A | Romania | 10YRO-TEL------P | 509 | HPP Lotru | Hydro Water Reservoir | 220
30W-CET-BRAZ---Q | Romania | 10YRO-TEL------P | 220 | TPP Brazi | Fossil Gas | 110
30W-CET-GALA---G | Romania | 10YRO-TEL------P | 346 | TPP Galati | Fossil Gas | 110
30W-CERNAVODA--E | Romania | 10YRO-TEL------P | 1300 | NPP Cernavoda | Nuclear | 400
30W-CHE-PDF2---5 | Romania | 10YRO-TEL------P | 245.4 | HPP Portile de Fier II | Hydro Run-of-river and poundage | 110
30W-CET-IERN---J | Romania | 10YRO-TEL------P | 751 | TPP Iernut | Fossil Gas | 220
30W-CET-PARO---N | Romania | 10YRO-TEL------P | 133 | TPP Paroseni | Fossil Hard coal | 110
30W-CHE-BRAD---V | Romania | 10YRO-TEL------P | 114.8 | HPP Bradisoru | Hydro Water Reservoir | 110
30W-CET-BUCS---S | Romania | 10YRO-TEL------P | 280 | TPP Bucuresti Sud | Fossil Gas | 220
30W-CET-TURC---M | Romania | 10YRO-TEL------P | 1896 | TPP Turceni | Fossil Brown coal/Lignite | 400
30W-CHE-PDF1---A | Romania | 10YRO-TEL------P | 1161 | HPP Portile de Fier I | Hydro Run-of-river and poundage | 220
30W-CRUCEA-----N | Romania | 10YRO-TEL------P | 108 | WPP Crucea Nord | Wind Onshore | 400
30W-CHE-RUIE---E | Romania | 10YRO-TEL------P | 138 | HPP Ruieni | Hydro Water Reservoir | 110
30W-CET-DROB---9 | Romania | 10YRO-TEL------P | 313 | TPP Drobeta | Fossil Brown coal/Lignite | 110
30W-CET-CRAI---T | Romania | 10YRO-TEL------P | 262 | TPP Craiova | Fossil Brown coal/Lignite | 110
30W-CET-PROGR--Z | Romania | 10YRO-TEL------P | 184 | TPP Progresu | Fossil Coal-derived gas | 110
30W-CET-BUCV---D | Romania | 10YRO-TEL------P | 298 | TPP Bucuresti Vest | Fossil Gas | 110
30W-CHE-MARI---9 | Romania | 10YRO-TEL------P | 219.2 | HPP Mariselu | Hydro Water Reservoir | 220
30W-CET-ORAD---W | Romania | 10YRO-TEL------P | 170 | TPP Oradea | Fossil Brown coal/Lignite | 110
30W-CEE-PANT---O | Romania | 10YRO-TEL------P | 120 | WPP Pantelimon | Wind Onshore | 110
34WETL-TENTB---B | Serbia | 10YCS-SERBIATSOV | 1300 | TENT B | Fossil Brown coal/Lignite | 400
34WETG-ZRENJ---4 | Serbia | 10YCS-SERBIATSOV | 120 | TETO ZRENJANIN | Fossil Gas | 110
34WEHP-BBASH---V | Serbia | 10YCS-SERBIATSOV | 420 | HE BAJINA BASTA | Hydro Run-of-river and poundage | 220
34WETL-KOLUA---P | Serbia | 10YCS-SERBIATSOV | 239 | TE KOLUBARA | Fossil Brown coal/Lignite | 110
34WEHP-DJE-1---R | Serbia | 10YCS-SERBIATSOV | 1098.9 | HE DJERDAP I | Hydro Run-of-river and poundage | 400
34WEHA-BISTR---W | Serbia | 10YCS-SERBIATSOV | 102 | HE Bistrica | Hydro Water Reservoir | 220
34WEHP-DJE-2---M | Serbia | 10YCS-SERBIATSOV | 270 | HE DJERDAP II | Hydro Run-of-river and poundage | 110
34WETL-KOSOB---7 | Serbia | 10YCS-SERBIATSOV | 618 | TE KOSOVO B | Fossil Brown coal/Lignite | 400
34WETL-MORAV---H | Serbia | 10YCS-SERBIATSOV | 125 | TE MORAVA | Fossil Brown coal/Lignite | 110
34WETL-KOSTA---J | Serbia | 10YCS-SERBIATSOV | 310 | TE KOSTOLAC A | Fossil Brown coal/Lignite | 110
34WETL-TENTA---G | Serbia | 10YCS-SERBIATSOV | 1745 | TENT A | Fossil Brown coal/Lignite | 220
34WETG-NOSAD---Z | Serbia | 10YCS-SERBIATSOV | 255 | TETO NOVI SAD | Fossil Gas | 110
34WETL-KOSOA---C | Serbia | 10YCS-SERBIATSOV | 610 | TE KOSOVO A | Fossil Brown coal/Lignite | 220
34WEHR-BBASR---X | Serbia | 10YCS-SERBIATSOV | 614 | RHE BAJINA BASTA | Hydro Pumped Storage | 220
34WETL-KOSTB---E | Serbia | 10YCS-SERBIATSOV | 697 | TE KOSTOLAC B | Fossil Brown coal/Lignite | 400
34WEHP-ZVORN---E | Serbia | 10YCS-SERBIATSOV | 110.8 | HE ZVORNIK | Hydro Run-of-river and poundage | 110
34WEHA-UVAC----E | Serbia | 10YCS-SERBIATSOV | 36 | HE Uvac | Hydro Water Reservoir | 110
34WEHA-KBROD---3 | Serbia | 10YCS-SERBIATSOV | 22.5 | HE Kokin Brod | Hydro Water Reservoir | 110
34WERV-KOVACIC-C | Serbia | 10YCS-SERBIATSOV | 104.5 | VE Kovacica | Wind Onshore | 220
24WV--EBO------8 | Slovakia | 10YSK-SEPS-----K | 1000 | Bohunice | Nuclear | 400
24WV--EVO------D | Slovakia | 10YSK-SEPS-----K | 220 | Vojany | Fossil Hard coal | 220
24WV--HCV------O | Slovakia | 10YSK-SEPS-----K | 734.4 | Čierny Váh | Hydro Pumped Storage | 400
24WV--EMO------K | Slovakia | 10YSK-SEPS-----K | 940 | Mochovce | Nuclear | 400
24WV--ENO------B | Slovakia | 10YSK-SEPS-----K | 440 | Nováky | Fossil Brown coal/Lignite | 110
24WV--HLM------F | Slovakia | 10YSK-SEPS-----K | 198 | Liptovská Mara | Hydro Water Reservoir | 110
24WV--PBA------A | Slovakia | 10YSK-SEPS-----K | 218 | PPC Bratislava | Fossil Gas | 110
24WV--HGA------8 | Slovakia | 10YSK-SEPS-----K | 720 | Gabčíkovo | Hydro Run-of-river and poundage | 400
24WV--EOK------Y | Slovakia | 10YSK-SEPS-----K | 430 | Malženice | Fossil Gas | 400
28W-G-000000122W | Slovenia | 10YSI-ELES-----O | 297 | PE Brestanica | Fossil Gas | 110
28W-G-000000080M | Slovenia | 10YSI-ELES-----O | 553 | TE Šoštanj | Fossil Brown coal/Lignite | 400
28W-G-000000082I | Slovenia | 10YSI-ELES-----O | 112 | TE TE-TOL | Fossil Brown coal/Lignite | 110
28W-G-0000000009 | Slovenia | 10YSI-ELES-----O | 180 | ČHE Avče elektrarna | Hydro Pumped Storage | 110
28W-G-000000091H | Slovenia | 10YSI-ELES-----O | 116 | HE Formin | Hydro Run-of-river and poundage | 100
28W-G-000000090J | Slovenia | 10YSI-ELES-----O | 126 | HE Zlatoličje | Hydro Run-of-river and poundage | 110
28W-G-000000119L | Slovenia | 10YSI-ELES-----O | 696 | NE Krško | Nuclear | 400
18WESC6-12345-07 | Spain | 10YES-REE------0 | 815.6 | ESC IBER 6 | Fossil Gas | 400
18WBES3-12345-0V | Spain | 10YES-REE------0 | 411.9 | BESOS 3 | Fossil Gas | 220
18WGUA1-12345-0T | Spain | 10YES-REE------0 | 143.4 | GUARDO 1 | Fossil Hard coal | 220
18WELC1-12345-0U | Spain | 10YES-REE------0 | 296.4 | ELCOGAS | Fossil Hard coal | 220
18WCTN3-12345-04 | Spain | 10YES-REE------0 | 782 | CASTELLO 3 | Fossil Gas | 400
18WMALA1-12345-L | Spain | 10YES-REE------0 | 415.5 | MALA1 | Fossil Gas | 220
18WCTJON2-123-0Z | Spain | 10YES-REE------0 | 378.9 | CASTEJO2 I | Fossil Gas | 400
18WEBRFEN-123-0T | Spain | 10YES-REE------0 | 1870.7 | ENH-FEC-GR | Hydro Water Reservoir | 220
18WCOF1-12345-0O | Spain | 10YES-REE------0 | 1063.9 | COFRENTES | Nuclear | 400
18WESCCC2-123-0L | Spain | 10YES-REE------0 | 401.3 | ESC AES 2 | Fossil Gas | 400
18WCTN4-123456-C | Spain | 10YES-REE------0 | 839.3 | CASTELLO 4 | Fossil Gas | 400
18WSAGU3-123--01 | Spain | 10YES-REE------0 | 410.6 | SAGU3 | Fossil Gas | 400
18WAGUG-12345-0G | Spain | 10YES-REE------0 | 360.4 | AGUAYO G | Hydro Water Reservoir | 220
18WCAMGI10-12-07 | Spain | 10YES-REE------0 | 392.6 | CAMPGIB1 | Fossil Gas | 400
18WECYLEO-1234-7 | Spain | 10YES-REE------0 | 140.6 | ECYLEO | Wind Onshore | 400
18WBES4-12345-0L | Spain | 10YES-REE------0 | 399.7 | BESOS 4 | Fossil Gas | 220
18WEESQUI-1234-E | Spain | 10YES-REE------0 | 140.4 | EESQUI | Wind Onshore | 400
18WTAJB-12345-0C | Spain | 10YES-REE------0 | 380 | TAJO B | Hydro Pumped Storage | 220
18WSLTG-12345-0T | Spain | 10YES-REE------0 | 439.2 | SALLENT G | Hydro Water Reservoir | 400
18WCTGN2-1234-03 | Spain | 10YES-REE------0 | 417.8 | ESC CART 2 | Fossil Gas | 400
18WPALOS1-123-0Z | Spain | 10YES-REE------0 | 386.7 | PALOS1 | Fossil Gas | 400
18WSAICA-1234-10 | Spain | 10YES-REE------0 | 189.2 | SAICA | Fossil Gas | 220
18WPNN3-12345-0I | Spain | 10YES-REE------0 | 299.7 | PUENTENUEV | Fossil Hard coal | 132
18WBAHIAB-123-0X | Spain | 10YES-REE------0 | 785.3 | BAHIAB | Fossil Gas | 400
18WTRL1-12345-0Y | Spain | 10YES-REE------0 | 1003.4 | TRILLO | Nuclear | 400
18WTERE-12345-0V | Spain | 10YES-REE------0 | 150.8 | TER | Hydro Water Reservoir | 110
18WCOM5-12345-0I | Spain | 10YES-REE------0 | 340.6 | COMPOSTI 5 | Fossil Hard coal | 400
18WEEGPE-12345-D | Spain | 10YES-REE------0 | 632 | EEGPE | Wind Onshore | 220
18WCCO2-12345-0M | Spain | 10YES-REE------0 | 138.3 | CTCOMPOS 2 | Fossil Hard coal | 220
18WGDNA-12345-00 | Spain | 10YES-REE------0 | 218.6 | GUADIANA | Hydro Water Reservoir | 132
18WGUIG-12345-0D | Spain | 10YES-REE------0 | 206.7 | GUILLENA G | Hydro Water Reservoir | 220
18WSBO3-12345-01 | Spain | 10YES-REE------0 | 391.3 | SABON 3 | Fossil Gas | 220
18WAMBIETA-12-0S | Spain | 10YES-REE------0 | 786.4 | AMBIETA | Fossil Gas | 400
18WGAR1-12345-08 | Spain | 10YES-REE------0 | 455.2 | S.M.GAROÑA | Nuclear | 400
18WGUIB-12345-0Q | Spain | 10YES-REE------0 | 225 | GUILLENA B | Hydro Pumped Storage | 220
18WMLTG-12345-0X | Spain | 10YES-REE------0 | 219.1 | MORALET G | Hydro Water Reservoir | 220
18WDUER-12345-0N | Spain | 10YES-REE------0 | 3543.3 | DUERO G | Hydro Water Reservoir | 400
18WABO2-12345-0N | Spain | 10YES-REE------0 | 535.8 | ABOÑO 2 | Fossil Hard coal | 220
18WSLTB-12345-05 | Spain | 10YES-REE------0 | 400 | SALLENT B | Hydro Pumped Storage | 400
18WBRR1-12345-0H | Spain | 10YES-REE------0 | 570 | BARRIOS | Fossil Hard coal | 400
18WDUEB-12345-0Z | Spain | 10YES-REE------0 | 1308 | DUERO B | Hydro Pumped Storage | 400
18WEREGPE-1234-4 | Spain | 10YES-REE------0 | 866.6 | EREGPE | Wind Onshore | 400
18WPALOS3-123-0J | Spain | 10YES-REE------0 | 391 | PALOS3 | Fossil Gas | 400
18WENDPRB-123-0T | Spain | 10YES-REE------0 | 100 | ENDPRB | Hydro Pumped Storage | 220
18WSROQ2-1234-0Y | Spain | 10YES-REE------0 | 401.8 | SANROQUE2 | Fossil Gas | 220
18WEBRA-12345-06 | Spain | 10YES-REE------0 | 212.6 | EBRO ALTO | Hydro Water Reservoir | 132
18WCTGN3-1234-0V | Spain | 10YES-REE------0 | 412.7 | ESC CART 3 | Fossil Gas | 400
18WFOI1-12345-0Q | Spain | 10YES-REE------0 | 505.5 | FOIX | Fossil Gas | 220
18WCAMGI20--1-0D | Spain | 10YES-REE------0 | 387.9 | CAMPGIB2 | Fossil Gas | 400
18WCTJON1-123-06 | Spain | 10YES-REE------0 | 424.9 | CASTEJO1 H | Fossil Gas | 400
18WABO1-12345-0X | Spain | 10YES-REE------0 | 341.7 | ABOÑO 1 | Fossil Hard coal | 132
18WPGR4-12345-0B | Spain | 10YES-REE------0 | 350.8 | P.G.RODR 4 | Fossil Hard coal | 400
18WESCCC1-123-0T | Spain | 10YES-REE------0 | 402.6 | ESC AES 1 | Fossil Gas | 400
18WSRI2-12345-0X | Spain | 10YES-REE------0 | 239.3 | SOTORIBE 2 | Fossil Hard coal | 132
18WMLTB-12345-09 | Spain | 10YES-REE------0 | 219 | MORALET B | Hydro Pumped Storage | 220
18WEBRACC1-123-Y | Spain | 10YES-REE------0 | 429.1 | EBRACC1 | Hydro Water Reservoir | 220
18WPBCN2-12345-4 | Spain | 10YES-REE------0 | 431.4 | PBCN2 | Fossil Gas | 220
18WSIL-123456-0G | Spain | 10YES-REE------0 | 1530.8 | SIL G | Hydro Water Reservoir | 220
18WCCO3-12345-0C | Spain | 10YES-REE------0 | 323.3 | CTCOMPOS 3 | Fossil Hard coal | 220
18WTEES-12345-0Y | Spain | 10YES-REE------0 | 113.7 | TERA-ESLA | Hydro Water Reservoir | 132
18WTJEG-12345-0K | Spain | 10YES-REE------0 | 376.7 | TAJOENC G | Hydro Water Reservoir | 220
18WASC1-12345-0Z | Spain | 10YES-REE------0 | 995.8 | ASCO 1 | Nuclear | 400
18WROB2-12345-0B | Spain | 10YES-REE------0 | 355.1 | ROBLA 2 | Fossil Hard coal | 400
18WPGR2-12345-0V | Spain | 10YES-REE------0 | 351 | P.G.RODR 2 | Fossil Hard coal | 400
18WAGUB-12345-0T | Spain | 10YES-REE------0 | 360 | AGUAYO B | Hydro Pumped Storage | 220
18WUFGC--1234-00 | Spain | 10YES-REE------0 | 386.9 | GNF GALCOS | Hydro Water Reservoir | 220
18WSROQ1-1234-06 | Spain | 10YES-REE------0 | 389.8 | SANROQUE1 | Fossil Gas | 220
18WSRI3-12345-0N | Spain | 10YES-REE------0 | 346.2 | SOTORIBE 3 | Fossil Hard coal | 400
18WSBEU-12345-0Q | Spain | 10YES-REE------0 | 625.9 | SIL-BIB-EU | Hydro Water Reservoir | 220
18WMUEB-12345-0T | Spain | 10YES-REE------0 | 570 | MUELA B | Hydro Pumped Storage | 400
18WALG3-12345--K | Spain | 10YES-REE------0 | 820.5 | ALG3 | Fossil Gas | 220
18WSAGU1-123--0J | Spain | 10YES-REE------0 | 409.7 | SAGU1 | Fossil Gas | 400
18WVIES-12345-0Y | Spain | 10YES-REE------0 | 337.8 | UGH EON | Hydro Water Reservoir | 220
18WARCOS3-123-0Z | Spain | 10YES-REE------0 | 822.8 | ARCOS3 | Fossil Gas | 400
18WJUCA-12345-0Q | Spain | 10YES-REE------0 | 739 | JUCAR | Hydro Water Reservoir | 400
18W18WSRI4--123V | Spain | 10YES-REE------0 | 426 | SOTORIBE 4 | Fossil Gas | 400
18WARRU1-1234-0J | Spain | 10YES-REE------0 | 394.6 | ARRUBAL1 | Fossil Gas | 400
18WTJEB-12345-0X | Spain | 10YES-REE------0 | 420 | TAJOENC B | Hydro Pumped Storage | 220
18WPVENT1--1234A | Spain | 10YES-REE------0 | 420.1 | PVENT1 | Fossil Gas | 400
18WALZ1-12345-0E | Spain | 10YES-REE------0 | 1011.3 | ALMARAZ 1 | Nuclear | 400
18WECT2-123456-X | Spain | 10YES-REE------0 | 274.6 | ECT2 | Fossil Gas | 400
18WPBCN1-12345-D | Spain | 10YES-REE------0 | 434.8 | PBCN1 | Fossil Gas | 220
18WPGR3-12345-0L | Spain | 10YES-REE------0 | 350.2 | P.G.RODR 3 | Fossil Hard coal | 400
18WTAJO-12345-0U | Spain | 10YES-REE------0 | 2232.3 | TAJO G | Hydro Water Reservoir | 400
18WTAPOWER-12-0V | Spain | 10YES-REE------0 | 416.9 | TARRAG IB | Fossil Gas | 220
18WTANB-12345-05 | Spain | 10YES-REE------0 | 110 | TANES B | Hydro Pumped Storage | 132
18WSTC4-12345-0I | Spain | 10YES-REE------0 | 396.4 | SANTURCE 4 | Fossil Gas | 220
18WPLL1-12345-0A | Spain | 10YES-REE------0 | 206.1 | PUERTOLLAN | Fossil Hard coal | 220
18WCOL4-12345-02 | Spain | 10YES-REE------0 | 390.9 | COLON 4 | Fossil Gas | 220
18WUFMI-12345-0L | Spain | 10YES-REE------0 | 941.1 | GNF MIÑO | Hydro Water Reservoir | 220
18WSTABEN-1234-U | Spain | 10YES-REE------0 | 181 | STABEN | Solar | 220
18WARCOS2-123-06 | Spain | 10YES-REE------0 | 373.2 | ARCOS2 | Fossil Gas | 400
18WALL1-12345-0K | Spain | 10YES-REE------0 | 346.8 | ANLLARES | Fossil Hard coal | 400
18WROB1-12345-0L | Spain | 10YES-REE------0 | 263.9 | ROBLA 1 | Fossil Hard coal | 400
18WASC2-12345-0P | Spain | 10YES-REE------0 | 991.7 | ASCO 2 | Nuclear | 400
18WALZ2-12345-04 | Spain | 10YES-REE------0 | 1005.8 | ALMARAZ 2 | Nuclear | 400
18WUFBG-12345-0E | Spain | 10YES-REE------0 | 215 | BOLARQUE G | Hydro Water Reservoir | 220
18WSILB-12345-0I | Spain | 10YES-REE------0 | 412 | SIL B | Hydro Pumped Storage | 220
18WTER3-12345-0U | Spain | 10YES-REE------0 | 351.4 | TERUEL 3 | Fossil Brown coal/Lignite | 400
18WECH1-12345-09 | Spain | 10YES-REE------0 | 142.3 | ESCUCHA | Fossil Brown coal/Lignite | 220
18WLIT1-12345-0A | Spain | 10YES-REE------0 | 557.5 | LITORAL 1 | Fossil Hard coal | 400
18WACE3-12345-00 | Spain | 10YES-REE------0 | 386 | ACECA 3 IB | Fossil Gas | 220
18WCTJON3--1234S | Spain | 10YES-REE------0 | 418.4 | CASTEJO3 H | Fossil Gas | 400
18WSAGU2-123--0A | Spain | 10YES-REE------0 | 411.8 | SAGU2 | Fossil Gas | 400
18WPVENT2--12342 | Spain | 10YES-REE------0 | 414 | PVENT2 | Fossil Gas | 400
18WMUEL-12345-03 | Spain | 10YES-REE------0 | 633.9 | MUELA G | Hydro Water Reservoir | 400
18WVAN2-12345-0W | Spain | 10YES-REE------0 | 1045.3 | VANDELLOS | Nuclear | 400
18WESCCC3-123-0D | Spain | 10YES-REE------0 | 395.2 | ESC AES 3 | Fossil Gas | 400
18WTER1-12345-0D | Spain | 10YES-REE------0 | 352.2 | TERUEL 1 | Fossil Brown coal/Lignite | 400
18WPGR5-123456-J | Spain | 10YES-REE------0 | 855.6 | P.G.RODR 5 | Fossil Gas | 400
18WACE4-12345-0R | Spain | 10YES-REE------0 | 372.6 | ACECA 4 UF | Fossil Gas | 220
18WPALOS2-123-0R | Spain | 10YES-REE------0 | 389.1 | PALOS2 | Fossil Gas | 400
18WCTGN1-1234-0C | Spain | 10YES-REE------0 | 418.2 | ESC CART 1 | Fossil Gas | 400
18WNRC2-12345-0G | Spain | 10YES-REE------0 | 154.3 | NARCEA 2 | Fossil Hard coal | 132
18WHCHI-12345-0M | Spain | 10YES-REE------0 | 425.1 | HC-HIDRAUL | Hydro Water Reservoir | 132
18WTARRAG-123-03 | Spain | 10YES-REE------0 | 385.8 | TARRAG | Fossil Gas | 220
18WHFERRAT-123-C | Spain | 10YES-REE------0 | 136.4 | HFERRAT | Hydro Water Reservoir | 220
18WARCOS1-123-0E | Spain | 10YES-REE------0 | 389.2 | ARCOS1 | Fossil Gas | 400
18WSRI5-123456-L | Spain | 10YES-REE------0 | 428.1 | SOTO5 | Fossil Gas | 400
18WLAD4-12345-0U | Spain | 10YES-REE------0 | 347.7 | LADA 4 | Fossil Hard coal | 400
18WGDLQ-12345-0A | Spain | 10YES-REE------0 | 423.9 | GUADALQUIV | Hydro Water Reservoir | 132
18WCOM4-12345-0S | Spain | 10YES-REE------0 | 341.1 | COMPOSTI 4 | Fossil Hard coal | 400
18WUFTA-12345-0O | Spain | 10YES-REE------0 | 382.6 | GNF TAJO | Hydro Water Reservoir | 132
18WLIT2-12345-00 | Spain | 10YES-REE------0 | 562 | LITORAL 2 | Fossil Hard coal | 400
18WEBRACC2-123-R | Spain | 10YES-REE------0 | 162 | EBRACC2 | Hydro Water Reservoir | 220
18WCTNU-12345-0U | Spain | 10YES-REE------0 | 790.6 | CASTELNOU | Fossil Gas | 400
18WGUA2-12345-0J | Spain | 10YES-REE------0 | 342.4 | GUARDO 2 | Fossil Hard coal | 400
18WECT3-123456-N | Spain | 10YES-REE------0 | 804.3 | ESCAT3 | Fossil Gas | 400
18WPGR1-12345-04 | Spain | 10YES-REE------0 | 350.9 | P.G.RODR 1 | Fossil Hard coal | 400
18WMEI1-12345-0I | Spain | 10YES-REE------0 | 557.2 | MEIRAMA | Fossil Hard coal | 220
18WNRC3-12345-06 | Spain | 10YES-REE------0 | 347.4 | NARCEA 3 | Fossil Hard coal | 400
18WUFBB-12345-0R | Spain | 10YES-REE------0 | 208 | BOLARQUE B | Hydro Pumped Storage | 220
18WBES5-123456-T | Spain | 10YES-REE------0 | 859 | BESOS 5 | Fossil Gas | 220
18WTER2-12345-03 | Spain | 10YES-REE------0 | 352.1 | TERUEL 2 | Fossil Brown coal/Lignite | 400
18WARRU2-1234-0A | Spain | 10YES-REE------0 | 390 | ARRUBAL2 | Fossil Gas | 400
18WMUEBP-12345-2 | Spain | 10YES-REE------0 | 768 | MUELA BP | Hydro Pumped Storage | 400
18WMUELP-12345-D | Spain | 10YES-REE------0 | 849.6 | MUELA GPRU | Hydro Water Reservoir | 400
18WEGVENTO-123-C | Spain | 10YES-REE------0 | 128 | EGVENTO | Wind Onshore | 220
18WEMEBROS-123-M | Spain | 10YES-REE------0 | 211.5 | EMEBROS | Wind Onshore | 220
18WELBOGA-1234-V | Spain | 10YES-REE------0 | 280.4 | ELBOGA | Wind Onshore | 220
18WEFIBGES-123-J | Spain | 10YES-REE------0 | 2944.8 | EFIBGES | Wind Onshore | 400
18WHFEGED-1234-V | Spain | 10YES-REE------0 | 169.5 | HTARIFA | Hydro Water Reservoir | 220
18WEDERNA-123-1C | Spain | 10YES-REE------0 | 146.5 | EDERNA | Wind Onshore | 220
18WEHIBGES-123-W | Spain | 10YES-REE------0 | 2521.4 | EHIBGES | Wind Onshore | 400
18WEVREN-12345-D | Spain | 10YES-REE------0 | 157.4 | EVREN | Wind Onshore | 400
18WEMOCI-1234-1B | Spain | 10YES-REE------0 | 144 | EMOCI | Wind Onshore | 220
18WEALAND-1234-W | Spain | 10YES-REE------0 | 250.2 | EALAND | Wind Onshore | 400
18WSFWMARK-123-N | Spain | 10YES-REE------0 | 216.9 | SFWMARK | Solar | 400
18WEFEGED-1234-X | Spain | 10YES-REE------0 | 1135.1 | EFEGED | Wind Onshore | 220
18WEAEREG-123-17 | Spain | 10YES-REE------0 | 270.1 | EAEREG | Wind Onshore | 220
18WEPECATA-123-U | Spain | 10YES-REE------0 | 107.5 | EPECATA | Wind Onshore | 400
18WERIOJA-1234-3 | Spain | 10YES-REE------0 | 106.8 | ERIOJA | Wind Onshore | 220
18W0000000001101 | Spain | 10YES-REE------0 | 152.7 | EFEGEL2 | Wind Onshore | 400
18W00000000010Z8 | Spain | 10YES-REE------0 | 130 | EFEGEL1 | Wind Onshore | 400
18WEFGASN-1234-D | Spain | 10YES-REE------0 | 892 | EFGASN | Wind Onshore | 400
18WEGREEN-1234-3 | Spain | 10YES-REE------0 | 1996.5 | EOLICAGEST | Wind Onshore | 400
18WETARRA-1234-2 | Spain | 10YES-REE------0 | 116.5 | ETARRA | Wind Onshore | 400
18WTFSEDAE-123-Q | Spain | 10YES-REE------0 | 118.2 | TFSEDAE | Fossil Gas | 220
18WECPNO-1234-1U | Spain | 10YES-REE------0 | 124 | ECPNO | Wind Onshore | 400
18WEDANTG-123-1V | Spain | 10YES-REE------0 | 129.4 | EDANTG | Wind Onshore | 220
18WEREGPEM-123-F | Spain | 10YES-REE------0 | 232.8 | EREGPEM | Wind Onshore | 220
18WEEGPEM-1234-9 | Spain | 10YES-REE------0 | 321.6 | EEGPEM | Wind Onshore | 220
18WHFGASN-1234-B | Spain | 10YES-REE------0 | 110.4 | HFGASN | Hydro Water Reservoir | 220
18W0000000000974 | Spain | 10YES-REE------0 | 294.7 | EDPRSA1 | Wind Onshore | 220
18WTFIBGES-123-9 | Spain | 10YES-REE------0 | 139.4 | TFIBGES | Fossil Gas | 220
18WFFNEXU-1234-4 | Spain | 10YES-REE------0 | 295.7 | FFNEXU | Solar | 220
18WEIDER-12345-S | Spain | 10YES-REE------0 | 131.9 | EIDER | Wind Onshore | 220
18WEMEDI-1234-10 | Spain | 10YES-REE------0 | 394.5 | EMEDI | Wind Onshore | 400
18WTFDETIC-123-Y | Spain | 10YES-REE------0 | 265.4 | TFDETIC | Fossil Gas | 220
18WECEASA-1234-R | Spain | 10YES-REE------0 | 134.3 | ECEASA | Wind Onshore | 220
18W0000000000KB0 | Spain | 10YES-REE------0 | 485.4 | EDPRSA3 | Wind Onshore | 400
18WEFWMARK-123-K | Spain | 10YES-REE------0 | 1473.1 | EFWMARK | Wind Onshore | 400
18WHFIBGES-123-H | Spain | 10YES-REE------0 | 121.6 | HFIBGES | Hydro Water Reservoir | 400
18WSPSAETI-123-T | Spain | 10YES-REE------0 | 100 | PALMASAETI | Solar | 220
18W0000000005S2B | Spain | 10YES-REE------0 | 211.5 | EGMEBRO | Wind Onshore | 220
18WEELRI-1234-1R | Spain | 10YES-REE------0 | 106.8 | EELRI | Wind Onshore | 220
18W0000000001EAG | Spain | 10YES-REE------0 | 264 | EGASNE1 | Wind Onshore | 220
18W0000000005I32 | Spain | 10YES-REE------0 | 115 | EGVREN2 | Wind Onshore | 400
18W0000000006UFC | Spain | 10YES-REE------0 | 574.7 | EDPCOR1 | Wind Onshore | 220
18W0000000006UEE | Spain | 10YES-REE------0 | 1601.4 | EDPCOSA | Wind Onshore | 400
18W000000000EZ9E | Spain | 10YES-REE------0 | 203.1 | EGASNE0 | Wind Onshore | 400
18W000000000EQCZ | Spain | 10YES-REE------0 | 245.3 | EDPCORS | Wind Onshore | 400
18W000000000F3DO | Spain | 10YES-REE------0 | 392.8 | SOLARMULA | Solar | 400
18WEALFOZ-1234-J | Spain | 10YES-REE------0 | 112 | EALFOZ | Wind Onshore | 220
18WFVEPLUS-123-Q | Spain | 10YES-REE------0 | 183.2 | EPLUS FV2 | Solar | 220
18W000000000AI3J | Spain | 10YES-REE------0 | 148.3 | RODRIG | Solar | 220
18W000000000A0UJ | Spain | 10YES-REE------0 | 131 | SOLARES 1 | Solar | 220
18W000000000F086 | Spain | 10YES-REE------0 | 259 | E2CEG | Wind Onshore | 400
18W000000000FJQO | Spain | 10YES-REE------0 | 290.5 | FREGPE | Solar | 400
18W000000000G53Y | Spain | 10YES-REE------0 | 138 | FFGASN | Solar | 220
46WPU0000000032W | Sweden | 10YSE-1--------K | 452 | Messaure | Hydro Water Reservoir | 400
46WPU0000000031Y | Sweden | 10YSE-1--------K | 343 | Ligga | Hydro Water Reservoir | 400
46WPU0000000033U | Sweden | 10YSE-1--------K | 225 | Seitevare | Hydro Water Reservoir | 400
46WPU0000000039I | Sweden | 10YSE-1--------K | 214 | Gallejaur | Hydro Water Reservoir | 130
46WPU0000000036O | Sweden | 10YSE-1--------K | 275 | Porsi | Hydro Water Reservoir | 130
46WPU0000000035Q | Sweden | 10YSE-1--------K | 440 | Letsi | Hydro Water Reservoir | 400
46WPU0000000038K | Sweden | 10YSE-1--------K | 100 | Bastusel | Hydro Water Reservoir | 130
46WPU0000000037M | Sweden | 10YSE-1--------K | 207 | Laxede | Hydro Water Reservoir | 130
46WPU00000000210 | Sweden | 10YSE-1--------K | 103 | Krokströmmen | Hydro Run-of-river and poundage | 130
46WPU0000000151O | Sweden | 10YSE-1--------K | 98 | Lemnhult | Wind Onshore | 130
46WPU0000000028N | Sweden | 10YSE-1--------K | 440 | Porjus | Hydro Water Reservoir | 400
46WPU0000000027P | Sweden | 10YSE-1--------K | 325 | Vietas | Hydro Water Reservoir | 400
46WPU0000000029L | Sweden | 10YSE-1--------K | 830 | Harsprånget | Hydro Water Reservoir | 400
46WPU0000000023X | Sweden | 10YSE-1--------K | 320 | Värtaverket | Fossil Oil | 110
46WPU0000000022Z | Sweden | 10YSE-1--------K | 128 | Höljes | Hydro Water Reservoir | 130
46WPU0000000026R | Sweden | 10YSE-1--------K | 320 | Ritsem | Hydro Water Reservoir | 400
46WPU0000000019O | Sweden | 10YSE-1--------K | 114 | Järpströmmen | Hydro Water Reservoir | 220
46WPU00000000113 | Sweden | 10YSE-1--------K | 865 | Ringhals 2 | Nuclear | 400
46WPU00000000105 | Sweden | 10YSE-1--------K | 878 | Ringhals 1 | Nuclear | 400
46WPU0000000016U | Sweden | 10YSE-1--------K | 1120 | Forsmark block 2 | Nuclear | 400
46WPU0000000015W | Sweden | 10YSE-1--------K | 984 | Forsmark block 1 | Nuclear | 400
46WPU0000000018Q | Sweden | 10YSE-1--------K | 330 | Trängslet | Hydro Water Reservoir | 130
46WPU0000000017S | Sweden | 10YSE-1--------K | 1167 | Forsmark block 3 | Nuclear | 400
46WPU00000000121 | Sweden | 10YSE-1--------K | 1062 | Ringhals 3 | Nuclear | 400
46WPU0000000014Y | Sweden | 10YSE-1--------K | 938 | Ringhals 4 | Nuclear | 400
46WPU00000000040 | Sweden | 10YSE-1--------K | 448 | Öresundsverket CHP | Fossil Gas | 400
46WPU0000000005Z | Sweden | 10YSE-1--------K | 670 | Karlshamn | Fossil Oil | 400
46WPU00000000016 | Sweden | 10YSE-1--------K | 144 | Vindpark Björkhöjden | Wind Onshore | 145
46WPU00000000032 | Sweden | 10YSE-1--------K | 126 | Gasturbiner Malmö | Fossil Oil | 130
46WPU00000000024 | Sweden | 10YSE-1--------K | 250 | Gasturbiner Halmstad | Fossil Oil | 130
46WPU0000000080L | Sweden | 10YSE-1--------K | 210 | Harrsele | Hydro Run-of-river and poundage | 130
46WPU0000000068B | Sweden | 10YSE-1--------K | 150 | Blaiken | Wind Onshore | 400
46WPU0000000064J | Sweden | 10YSE-1--------K | 245 | Aros G3 | Fossil Oil | 130
46WPU0000000063L | Sweden | 10YSE-1--------K | 100 | Åbyverket G3 | Biomass | 130
46WPU0000000066F | Sweden | 10YSE-1--------K | 160 | Sällsjö | Hydro Water Reservoir | 220
46WPU0000000065H | Sweden | 10YSE-1--------K | 132 | Jädraås Vindkraftpark | Wind Onshore | 130
46WPU0000000105V | Sweden | 10YSE-1--------K | 100 | Järnvägsforsen | Hydro Run-of-river and poundage | 200
46WPU0000000104X | Sweden | 10YSE-1--------K | 130 | Korsselbränna | Hydro Run-of-river and poundage | 200
46WPU0000000106T | Sweden | 10YSE-1--------K | 112 | Olden (Oldå og Långså) | Hydro Run-of-river and poundage | 200
46WPU0000000062N | Sweden | 10YSE-1--------K | 250 | Rya KVV | Fossil Gas | 132
46WPU0000000061P | Sweden | 10YSE-1--------K | 1400 | Oskarshamn 3 | Nuclear | 400
46WPU0000000056I | Sweden | 10YSE-1--------K | 260 | Stenungsund B3 | Fossil Oil | 130
46WPU0000000055K | Sweden | 10YSE-1--------K | 120 | Uppsala KVV | Fossil Peat | 40
46WPU0000000058E | Sweden | 10YSE-1--------K | 110 | Lillgrund | Wind Offshore | 130
46WPU0000000057G | Sweden | 10YSE-1--------K | 260 | Stenungsund B4 | Fossil Oil | 130
46WPU0000000052Q | Sweden | 10YSE-1--------K | 110 | Torpshammar | Hydro Water Reservoir | 220
46WPU0000000051S | Sweden | 10YSE-1--------K | 160 | Bergeforsen | Hydro Water Reservoir | 130
46WPU0000000050U | Sweden | 10YSE-1--------K | 140 | Hölleforsen | Hydro Water Reservoir | 220
46WPU0000000054M | Sweden | 10YSE-1--------K | 172 | Hojum | Hydro Water Reservoir | 130
46WPU0000000053O | Sweden | 10YSE-1--------K | 125 | Älvkarleby | Hydro Water Reservoir | 70
46WPU00000001020 | Sweden | 10YSE-1--------K | 105 | Ögonfägnaden | Wind Onshore | 130
46WPU0000000103Z | Sweden | 10YSE-1--------K | 140 | Kvistforsen | Hydro Run-of-river and poundage | 130
46WPU0000000044P | Sweden | 10YSE-1--------K | 140 | Lasele | Hydro Water Reservoir | 220
46WPU0000000043R | Sweden | 10YSE-1--------K | 133 | Stalon | Hydro Water Reservoir | 220
46WPU0000000046L | Sweden | 10YSE-1--------K | 113 | Nämforsen | Hydro Water Reservoir | 220
46WPU0000000045N | Sweden | 10YSE-1--------K | 275 | Kilforsen | Hydro Water Reservoir | 400
46WPU0000000042T | Sweden | 10YSE-1--------K | 581 | Stornorrfors | Hydro Water Reservoir | 400
46WPU0000000041V | Sweden | 10YSE-1--------K | 105 | Tuggen | Hydro Water Reservoir | 130
46WPU0000000040X | Sweden | 10YSE-1--------K | 131 | Vargfors | Hydro Water Reservoir | 400
46WPU0000000048H | Sweden | 10YSE-1--------K | 155 | Midskog | Hydro Water Reservoir | 220
46WPU0000000047J | Sweden | 10YSE-1--------K | 155 | Forsmo | Hydro Water Reservoir | 220
46WPU0000000049F | Sweden | 10YSE-1--------K | 132 | Stadsforsen | Hydro Water Reservoir | 220
46WPU0000000085B | Sweden | 10YSE-1--------K | 250 | Krångede | Hydro Water Reservoir | 220
46WPU0000000107R | Sweden | 10YSE-1--------K | 171 | Akkats | Hydro Water Reservoir | 130
46WPU0000000112Y | Sweden | 10YSE-1--------K | 144 | Sidensjö | Wind Onshore | 130
46WPU0000000156E | Sweden | 10YSE-1--------K | 61 | Kronoberget | Wind Onshore | 130
46WPU0000000138G | Sweden | 10YSE-1--------K | 163 | Kråktorpet | Wind Onshore | 36
46WPU0000000115S | Sweden | 10YSE-1--------K | 115 | Svartnäs | Wind Onshore | 130
12W-0000000105-J | Switzerland | 10YCH-SWISSGRIDZ | 340 | Electra-Massa (EM) | Hydro Water Reservoir | 220
12W-0000000034-F | Switzerland | 10YCH-SWISSGRIDZ | 421 | Kraftwerke Mauvoisin AG | Hydro Water Reservoir | 220
12W-0000000925-8 | Switzerland | 10YCH-SWISSGRIDZ | 605 | Maggia (OFIMA) | Hydro Water Reservoir | 220
12W-0000000116-C | Switzerland | 10YCH-SWISSGRIDZ | 484 | Hongrin-Léman (FMHL) | Hydro Pumped Storage | 220
12W-0000000064-3 | Switzerland | 10YCH-SWISSGRIDZ | 226 | AET Leventina | Hydro Water Reservoir | 150
12W-0000000056-1 | Switzerland | 10YCH-SWISSGRIDZ | 1020 | Kernkraftwerk Gösgen | Nuclear | 380
12W-0000000060-F | Switzerland | 10YCH-SWISSGRIDZ | 420 | Emosson (ESA) | Hydro Water Reservoir | 220
12W-0000000902-P | Switzerland | 10YCH-SWISSGRIDZ | 1926 | Gde-Dixence (GD) | Hydro Water Reservoir | 380
12W-0000000031-O | Switzerland | 10YCH-SWISSGRIDZ | 1307 | KW Oberhasli AG (KWO) | Hydro Pumped Storage | 220
12W-0000000026-D | Switzerland | 10YCH-SWISSGRIDZ | 306 | Blenio (OFIBLE) | Hydro Water Reservoir | 220
12W-0000000018-B | Switzerland | 10YCH-SWISSGRIDZ | 391 | KLL - KW Linth-Limmern AG | Hydro Pumped Storage | 380
12W-0000000011-W | Switzerland | 10YCH-SWISSGRIDZ | 258 | KWZ - KW Zervreila AG | Hydro Water Reservoir | 220
12W-0000000021-S | Switzerland | 10YCH-SWISSGRIDZ | 336 | KVR - KW Vorderrhein AG | Hydro Water Reservoir | 220
12W-0000000052-D | Switzerland | 10YCH-SWISSGRIDZ | 1220 | KKL - KernKW Leibstadt AG | Nuclear | 380
12W-0000000016-H | Switzerland | 10YCH-SWISSGRIDZ | 640 | KHR - KW Hinterrhein AG | Hydro Pumped Storage | 220
12W-0000000017-E | Switzerland | 10YCH-SWISSGRIDZ | 730 | KKB - KernKW Beznau | Nuclear | 380
12W-0000000035-C | Switzerland | 10YCH-SWISSGRIDZ | 416 | EKW - Engadiner KW AG | Hydro Pumped Storage | 380
12W-0000000080-7 | Switzerland | 10YCH-SWISSGRIDZ | 100 | KW Rheinfelden CH | Hydro Run-of-river and poundage | 220
12W-0000000033-I | Switzerland | 10YCH-SWISSGRIDZ | 263 | KWM - KW Mattmark AG | Hydro Pumped Storage | 220
12W-0000000057-Z | Switzerland | 10YCH-SWISSGRIDZ | 378 | KKW Mühleberg (KKM) | Nuclear | 220
12W-0000000917-6 | Switzerland | 10YCH-SWISSGRIDZ | 383 | KSL - KW Sarganserland AG | Hydro Pumped Storage | 380
12W-0000000013-Q | Switzerland | 10YCH-SWISSGRIDZ | 108 | AKW - AG KW Wägital | Hydro Pumped Storage | 220
12W-0000000241-A | Switzerland | 10YCH-SWISSGRIDZ | 930 | Nant de Drance (NDD) | Hydro Pumped Storage | 380
12W-0000000797-L | Switzerland | 10YCH-SWISSGRIDZ | 126 | Kraftwerk Lötschen | Hydro Run-of-river and poundage | 65
12W-0000000065-0 | Switzerland | 10YCH-SWISSGRIDZ | 114 | Verzasca | Hydro Water Reservoir | 150
12W-0000000849-U | Switzerland | 10YCH-SWISSGRIDZ | 120 | Kraftwerk Amsteg | Hydro Run-of-river and poundage | 132
12W-0000000851-D | Switzerland | 10YCH-SWISSGRIDZ | 107 | Kraftwerk CB-VE | Hydro Pumped Storage | 132
12W-0000001614-O | Switzerland | 10YCH-SWISSGRIDZ | 108 | Wägital | Hydro Pumped Storage | 220
12W-0000001567-0 | Switzerland | 10YCH-SWISSGRIDZ | 198 | Kraftwerk Mittelbünden | Hydro Water Reservoir | 220
12W-0000000846-2 | Switzerland | 10YCH-SWISSGRIDZ | 102 | Kraftwerk Göschenen | Hydro Water Reservoir | 132
12W-0000001565-6 | Switzerland | 10YCH-SWISSGRIDZ | 192.7 | Kraftwerk Bergell | Hydro Pumped Storage | 220
12W-0000000850-G | Switzerland | 10YCH-SWISSGRIDZ | 125 | Kraftwerk Etzelwerk | Hydro Pumped Storage | 132
12W-0000001690-4 | Switzerland | 10YCH-SWISSGRIDZ | 106 | KW Laufenburg CH | Hydro Run-of-river and poundage | 110
11WD43VIWXHOILLM | not found | 10Y1001A1001A63L | 1868 | Vorarlberger Illwerke AG | Hydro Pumped Storage | 220
11WD7FRIM2B-KW-M | not found | 10Y1001A1001A63L | 580 | Frimmersdorf | Fossil Brown coal/Lignite | 220
11WD2GRKW000295T | not found | 10Y1001A1001A63L | 1275 | Grafenrheinfeld | Nuclear | 380
11WD4HLBR1CS---A | not found | 10Y1001A1001A63L | 778 | HKW Heilbronn | Fossil Hard coal | 380
11WD4SWSW5HD4--R | not found | 10Y1001A1001A63L | 258 | Schluchseewerk AG | Hydro Pumped Storage | 220
11WD7BRAU5G-KW-N | not found | 10Y1001A1001A63L | 586 | GuD Dormagen | Fossil Gas | 110
11WD4WALK5G----E | not found | 10Y1001A1001A63L | 136 | Kraftwerk Walheim | Fossil Oil | 110
11WD2INGO0001783 | not found | 10Y1001A1001A63L | 772 | Ingolstadt | Fossil Oil | 220
11WD2GEBE000177K | not found | 10Y1001A1001A63L | 823 | Franken I | Fossil Gas | 110
11WD7WEIS-B-KW-C | not found | 10Y1001A1001A63L | 2390 | Weisweiler | Fossil Brown coal/Lignite | 380
11WD7IBBE2S--KW6 | not found | 10Y1001A1001A63L | 791 | Ibbenbüren | Fossil Hard coal | 380
11WD2GHKW000296G | not found | 10Y1001A1001A63L | 1360 | Grohnde | Nuclear | 380
11WD4WEHR1HS---G | not found | 10Y1001A1001A63L | 455 | Schluchseewerk AG | Hydro Pumped Storage | 220
11WD2KIKW000301W | not found | 10Y1001A1001A63L | 323 | Kiel | Fossil Hard coal | 220
11WD8TIEF5X----V | not found | 10Y1001A1001A63L | 316 | HKW Tiefstack | Fossil Hard coal | 110
11WD2W2--0002757 | not found | 10Y1001A1001A63L | 480 | Waldeck II | Hydro Pumped Storage | 380
11WD8KLIN5X----0 | not found | 10Y1001A1001A63L | 164 | HKW Klingenberg | Fossil Brown coal/Lignite | 110
11WD8MITT5G----0 | not found | 10Y1001A1001A63L | 444 | HKW Mitte | Fossil Gas | 110
11WATKAUN2HRWEAB | not found | 10Y1001A1001A63L | 360 | Kaunertal (TIWAG) | Hydro Water Reservoir | 220
11WD8BOXB1L----J | not found | 10Y1001A1001A63L | 2470 | KW Boxberg | Fossil Brown coal/Lignite | 380
11WD4HLBR5CS---J | not found | 10Y1001A1001A63L | 250 | HKW Heilbronn | Fossil Hard coal | 380
11WD8LICH5G----1 | not found | 10Y1001A1001A63L | 288 | HKW Lichterfelde | Fossil Gas | 110
11WD4SWSW5HD7--F | not found | 10Y1001A1001A63L | 870 | Schluchsee | Hydro Pumped Storage | 380
11WD7EMSL-G-KW-T | not found | 10Y1001A1001A63L | 1820 | Emsland | Fossil Gas | 380
11WD2STAU0001800 | not found | 10Y1001A1001A63L | 1132 | Staudinger | Fossil Gas | 380
11WD8SWPU1L----5 | not found | 10Y1001A1001A63L | 1510 | KW Schwarze Pumpe | Fossil Brown coal/Lignite | 380
11WD7BOLL5B-FREO | not found | 10Y1001A1001A63L | 113 | Frechen/Wachtberg | Fossil Brown coal/Lignite | 110
11WD8GOLD1H----6 | not found | 10Y1001A1001A63L | 1060 | PSW Goldisthal | Hydro Pumped Storage | 380
11WD7SCHO-S--KWW | not found | 10Y1001A1001A63L | 690 | Scholven | Fossil Hard coal | 380
11WD7LIES5B-KW-D | not found | 10Y1001A1001A63L | 151 | Goldenberg | Fossil Brown coal/Lignite | 110
11WD8LIPD1L----P | not found | 10Y1001A1001A63L | 1782 | KW Lippendorf | Fossil Brown coal/Lignite | 380
11WD2HEKW000297X | not found | 10Y1001A1001A63L | 875 | Heyden | Fossil Hard coal | 380
11WD7WEST1S-KW-K | not found | 10Y1001A1001A63L | 1013.7 | Westfalen | Fossil Hard coal | 380
11WD8WED15C----Q | not found | 10Y1001A1001A63L | 250 | HKW Wedel | Fossil Hard coal | 110
11WD7HUCK2G--KWR | not found | 10Y1001A1001A63L | 600 | Huckingen (HKM) | Fossil Coal-derived gas | 380
11WD8REUW1C----4 | not found | 10Y1001A1001A63L | 564 | HKW Reuter West | Fossil Hard coal | 380
11WD72VIA2H-KW-0 | not found | 10Y1001A1001A63L | 1294 | Vianden | Hydro Pumped Storage | 220
11WD4IFFE5G----Z | not found | 10Y1001A1001A63L | 146 | Rheinkraftwerk Iffezheim | Hydro Run-of-river and poundage | 110
11WD8SCHK1L----O | not found | 10Y1001A1001A63L | 900 | Schkopau | Fossil Brown coal/Lignite | 380
11WD7NIED-B-KW-5 | not found | 10Y1001A1001A63L | 3398 | Niederaußem | Fossil Brown coal/Lignite | 380
11WD8MARK1H----7 | not found | 10Y1001A1001A63L | 960 | PSW Markersbach | Hydro Pumped Storage | 380
11WD7NEUR-B-KW-B | not found | 10Y1001A1001A63L | 4212 | Neurath | Fossil Brown coal/Lignite | 380
11WD2BRKW000294C | not found | 10Y1001A1001A63L | 1410 | Brokdorf | Nuclear | 380
11WD4SAEK2HS---S | not found | 10Y1001A1001A63L | 180 | Schluchseewerk AG | Hydro Pumped Storage | 220
11WD4AL1KU1-S--E | not found | 10Y1001A1001A63L | 769 | HKW Altbach/Deizisau | Fossil Hard coal | 380
11WD2HUKW000298J | not found | 10Y1001A1001A63L | 321 | Huntorf | Fossil Gas | 220
11WD4GKNK1S----S | not found | 10Y1001A1001A63L | 1320 | Kernkraftwerk Neckarwestheim | Nuclear | 380
11WD4KKP21N-S--O | not found | 10Y1001A1001A63L | 1402 | KKW Philippsburg | Nuclear | 380
11WD2VELT000176H | not found | 10Y1001A1001A63L | 703 | Veltheim | Fossil Hard coal | 220
11WD2ISKW000299Q | not found | 10Y1001A1001A63L | 1410 | Isar 2 | Nuclear | 380
11WD4DAXLA-S---T | not found | 10Y1001A1001A63L | 1347 | Rheinhafen-Dampfkraftwerk Karlsruhe | Fossil Hard coal | 380
11WD2WI1K000303F | not found | 10Y1001A1001A63L | 757 | Wilhelmshaven | Fossil Hard coal | 220
11WD8REUT5X----M | not found | 10Y1001A1001A63L | 160 | HKW Reuter | Fossil Hard coal | 110
11WD2IRSC000179N | not found | 10Y1001A1001A63L | 1822 | Irsching | Fossil Gas | 380
11WD7KRBG1K-KW-V | not found | 10Y1001A1001A63L | 2572 | Gundremmingen | Nuclear | 380
11WD4DAXLA-2S--6 | not found | 10Y1001A1001A63L | 353 | Rheinhafen-Dampfkraftwerk Karlsruhe | Fossil Gas | 380
11WD7KOEP2P--KWG | not found | 10Y1001A1001A63L | 162 | Koepchenwerk | Hydro Pumped Storage | 380
11WD7KKE-1K--KW5 | not found | 10Y1001A1001A63L | 1336 | Emsland | Nuclear | 380
11WD7GERS-X-KW-C | not found | 10Y1001A1001A63L | 2003 | Gersteinwerk | Fossil Gas | 380
11WD8JAEN1L----Z | not found | 10Y1001A1001A63L | 2998 | KW Jänschwalde | Fossil Brown coal/Lignite | 380
11WD2KUET000160J | not found | 10Y1001A1001A63L | 289 | KW Kühtai | Hydro Pumped Storage | 220
11WD7GARE5XHEKWQ | not found | 10Y1001A1001A63L | 424 | HERDECKE | Fossil Gas | 110
11WD2ERZH0002682 | not found | 10Y1001A1001A63L | 220 | PSW Erzhausen | Hydro Pumped Storage | 220
14W-KW-THE-EVN-7 | not found | 10Y1001A1001A63L | 765 | Kraftwerk Theiß | Fossil Gas | 110
14W-KW-DU2-EVN-K | not found | 10Y1001A1001A63L | 381.4 | Kraftwerk Dürnrohr | Fossil Hard coal | 110
11WD7NORF5G--KWG | not found | 10Y1001A1001A63L | 400 | Kraftwerk Lausward | Fossil Gas | 110
14W-KW-KO2-EVN-5 | not found | 10Y1001A1001A63L | 152 | Kraftwerk Korneuburg | Fossil Gas | 110
11WD2ZOLL0002880 | not found | 10Y1001A1001A63L | 472 | Kraftwerk Zolling | Fossil Hard coal | 380
11WD7BEEC5XRUKWN | not found | 10Y1001A1001A63L | 320 | RUHRORT-KW | Fossil Coal-derived gas | 110
11WD7GARE5XELKWD | not found | 10Y1001A1001A63L | 325 | Elverlingsen | Fossil Hard coal | 110
11WD7BERG1S--KWB | not found | 10Y1001A1001A63L | 717 | Bergkamen | Fossil Hard coal | 380
11WD7BEEC5XHAKW5 | not found | 10Y1001A1001A63L | 385 | HAMBORN-KW | Fossil Coal-derived gas | 110
11WD2SRKW000345J | not found | 10Y1001A1001A63L | 181 | HKW-Nürnberg-Sandreuth | Fossil Gas | 110
11WD7BOLA--KWNIK | not found | 10Y1001A1001A63L | 866 | HKW Niehl | Fossil Gas | 380
11WD7FUEH5GMEKW7 | not found | 10Y1001A1001A63L | 110 | HKW Merkenich | Fossil Gas | 110
11WD7BISC5GKW23O | not found | 10Y1001A1001A63L | 785 | KW Mainz-Wiesbaden | Fossil Gas | 110
11WD2SILT000157E | not found | 10Y1001A1001A63L | 500 | KW Silz | Hydro Water Reservoir | 220
11WD2MEHR2CSWH-O | not found | 10Y1001A1001A63L | 690 | KW Mehrum (KWM) | Fossil Hard coal | 220
11WD7KWKN----KW1 | not found | 10Y1001A1001A63L | 784 | Knapsack 1 | Fossil Gas | 380
11WD7ENSD2SKW1-4 | not found | 10Y1001A1001A63L | 106 | Kraftwerk Ensdorf | Fossil Hard coal | 220
11WD7WEIH2S--KWV | not found | 10Y1001A1001A63L | 656 | Weiher | Fossil Hard coal | 220
11WD2FARK000287K | not found | 10Y1001A1001A63L | 350 | Kraftwerk Farge | Fossil Hard coal | 380
11WD7VOLK5S--KWI | not found | 10Y1001A1001A63L | 390 | Voelklingen | Fossil Hard coal | 110
11WD7WALS1S--KW0 | not found | 10Y1001A1001A63L | 1095 | Walsum | Fossil Hard coal | 380
11WD7STUM----KW9 | not found | 10Y1001A1001A63L | 850 | KW Hamm-Uentrop | Fossil Gas | 380
11WD7HERN2S--KWU | not found | 10Y1001A1001A63L | 740 | Herne | Fossil Hard coal | 220
14W-BOW-KW-----9 | not found | 10Y1001A1001A63L | 179 | Ottensheim-Wilhering | Hydro Run-of-river and poundage | 110
14WLSG-MITTE---U | not found | 10Y1001A1001A63L | 216.8 | FHKW Linz Mitte | Fossil Gas | 110
11WD7LUDW5GSUEDE | not found | 10Y1001A1001A63L | 345 | GuD Ludwigshafen Süd | Fossil Gas | 110
14WLSG-1SUED---5 | not found | 10Y1001A1001A63L | 158 | FHKW Linz Süd | Fossil Gas | 110
11WD8DRES5X---PZ | not found | 10Y1001A1001A63L | 260 | GTHKW Nossener Bruecke | Fossil Gas | 110
14W-BAW-KW-----F | not found | 10Y1001A1001A63L | 328 | Altenwörth | Hydro Run-of-river and poundage | 380
11WD2LIND5G----6 | not found | 10Y1001A1001A63L | 230 | GKW Linden (GKL) | Fossil Gas | 110
14W-BYP-KW-----6 | not found | 10Y1001A1001A63L | 236.5 | Ybbs-Persenbeug | Hydro Run-of-river and poundage | 380
11WD7RHAU5G-3--3 | not found | 10Y1001A1001A63L | 274 | HKW III | Fossil Gas | 110
14W-TKO-KW-----S | not found | 10Y1001A1001A63L | 112.8 | Kaprun-Oberstufe | Hydro Pumped Storage | 110
11WD7LUDW2GA800M | not found | 10Y1001A1001A63L | 412 | GuD Ludwigshafen Mitte | Fossil Gas | 220
14W-DMO-KW-----D | not found | 10Y1001A1001A63L | 120 | Malta-Oberstufe | Hydro Pumped Storage | 110
11WD2HERR5GKW--1 | not found | 10Y1001A1001A63L | 100 | KW Herrenhausen (KWH) | Fossil Gas | 110
14W-WDR-KW-----2 | not found | 10Y1001A1001A63L | 380 | DKW Dürnrohr | Fossil Hard coal | 380
14W-BAA-KW-----D | not found | 10Y1001A1001A63L | 168 | Abwinden-Asten | Hydro Run-of-river and poundage | 110
14W-BFR-KW-----A | not found | 10Y1001A1001A63L | 172 | Freudenau | Hydro Run-of-river and poundage | 110
14W-BAS-KW-----I | not found | 10Y1001A1001A63L | 287.4 | Aschach | Hydro Run-of-river and poundage | 380
14W-TZG-KW-----H | not found | 10Y1001A1001A63L | 200.2 | Gerlos | Hydro Water Reservoir | 110
14W-TZR-KW-----I | not found | 10Y1001A1001A63L | 231 | Roßhag | Hydro Pumped Storage | 380
11WD8ROST1C---P5 | not found | 10Y1001A1001A63L | 514 | Kraftwerk Rostock | Fossil Hard coal | 380
14WENERGIE--WT02 | not found | 10Y1001A1001A63L | 400 | Kraftwerk Timelkam Gesamtanlage | Fossil Gas | 110
11WD2HANN5C----0 | not found | 10Y1001A1001A63L | 272 | GKW Hannover (GKH) | Fossil Hard coal | 110
14W-TKH-KW-----O | not found | 10Y1001A1001A63L | 260 | Kaprun-Hauptstufe | Hydro Water Reservoir | 110
14W-DMH-KW-----9 | not found | 10Y1001A1001A63L | 730 | Malta-Hauptstufe | Hydro Pumped Storage | 380
14W-WNW-KW-----R | not found | 10Y1001A1001A63L | 150 | FHKW Neudorf/Werndorf | Fossil Oil | 110
11WD2WBWK000317H | not found | 10Y1001A1001A63L | 277 | HKW West | Fossil Hard coal | 110
14W-BWM-KW-----L | not found | 10Y1001A1001A63L | 210 | Wallsee-Mitterkirchen | Hydro Run-of-river and poundage | 380
14W-WML-KW-----0 | not found | 10Y1001A1001A63L | 200 | FHKW Mellach | Fossil Hard coal | 110
14W-TKP-KW-----I | not found | 10Y1001A1001A63L | 480 | Limberg II | Hydro Pumped Storage | 380
14W-TKS-KW-----P | not found | 10Y1001A1001A63L | 120 | Kaprun-Schwarzach | Hydro Water Reservoir | 110
14W-PROD-DO----O | not found | 10Y1001A1001A63L | 395 | KW Donaustadt | Fossil Gas | 380
14W-PROD-SIM---P | not found | 10Y1001A1001A63L | 1272.2 | KW Simmering | Fossil Gas | 380
14WENERGIEAGWR05 | not found | 10Y1001A1001A63L | 150 | Kraftwerk Riedersbach 2 | Fossil Hard coal | 110
14W-TZMA-KW----N | not found | 10Y1001A1001A63L | 355 | Mayrhofen | Hydro Water Reservoir | 380
14W-TZH-KW-----7 | not found | 10Y1001A1001A63L | 360 | Häusling | Hydro Pumped Storage | 380
14W-BME-KW-----Q | not found | 10Y1001A1001A63L | 187 | Melk | Hydro Run-of-river and poundage | 110
14W-BGS-KW-----Q | not found | 10Y1001A1001A63L | 293 | Greifenstein | Hydro Run-of-river and poundage | 380
11WD2BHAF000272F | not found | 10Y1001A1001A63L | 427 | KW Hafen | Fossil Hard coal | 110
11WD2BHAS000271O | not found | 10Y1001A1001A63L | 274 | KW Hastedt | Fossil Gas | 110
11WD2BUKW000310A | not found | 10Y1001A1001A63L | 120 | Burghausen_GT | Fossil Gas | 110
11WD8SCHW5X----D | not found | 10Y1001A1001A63L | 359 | Industriekraftwerk PCK | Fossil Oil | 110
11WD8GEHA5H----R | not found | 10Y1001A1001A63L | 120 | PSW Geesthacht | Hydro Pumped Storage | 110
11WD2BMIT0002731 | not found | 10Y1001A1001A63L | 176 | KW Mittelsbueren | Fossil Gas | 110
11WD7UCHT5XROSOK | not found | 10Y1001A1001A63L | 125 | Kraftwerk Römerbrücke | Fossil Gas | 110
11WD7ENSD5SKW3-E | not found | 10Y1001A1001A63L | 283 | Ensdorf | Fossil Hard coal | 110
11WD8HOH22H----1 | not found | 10Y1001A1001A63L | 320 | PSW Hohenwarte II | Hydro Pumped Storage | 220
11WD2NDR-000204Q | not found | 10Y1001A1001A63L | 124 | HKW Niederrad | Fossil Gas | 110
11WD2FFW-000203E | not found | 10Y1001A1001A63L | 267 | HKW West | Fossil Gas | 110
14W-WGM-KW-----J | not found | 10Y1001A1001A63L | 838 | GDK-Mellach | Fossil Gas | 380
11WD7KWKN1GBL203 | not found | 10Y1001A1001A63L | 426 | Knapsack 2 | Fossil Gas | 380
11WD7KWHU----KW9 | not found | 10Y1001A1001A63L | 746 | KW Lünen | Fossil Hard coal | 380
11WD8BRUN1O----D | not found | 10Y1001A1001A63L | 256 | Brunsbüttel | Fossil Oil | 380
11WD8CHAR5X----K | not found | 10Y1001A1001A63L | 213 | Charlottenburg | Fossil Gas | 110
11WD8MOAB5X----5 | not found | 10Y1001A1001A63L | 140 | Moabit | Fossil Hard coal | 110
11WD7VOER1S--KWG | not found | 10Y1001A1001A63L | 1390 | Kraftwerk Voerde | Fossil Hard coal | 380
11WD8THYR5G----F | not found | 10Y1001A1001A63L | 300 | Thyrow | Fossil Gas | 110
11WD8AHRF5G----D | not found | 10Y1001A1001A63L | 152 | Ahrensfelde | Fossil Gas | 110
11WD8WILM5O----7 | not found | 10Y1001A1001A63L | 276 | Wilmersdorf | Fossil Oil | 110
14W-E110349----M | not found | 10Y1001A1001A63L | 114 | Kraftwerk Oschenik | Hydro Pumped Storage | 110
11WD4MUST5G----B | not found | 10Y1001A1001A63L | 178.9 | HKW Stuttgart-Münster | Waste | 110
11WD8MOOR1C----G | not found | 10Y1001A1001A63L | 1600 | HKW Moorburg | Fossil Hard coal | 110
11WD2SUE1000099L | not found | 10Y1001A1001A63L | 298 | Sued GuD1 | Fossil Gas | 110
11WD2OBUT0002657 | not found | 10Y1001A1001A63L | 288 | OWP Butendiek | Wind Offshore | 155
14W-E110354----8 | not found | 10Y1001A1001A63L | 100 | Kraftwerk Außerfragant | Hydro Water Reservoir | 110
11WD2SUE2000103B | not found | 10Y1001A1001A63L | 400 | Sued GuD2 | Fossil Gas | 110
11WD2ODTK000336Y | not found | 10Y1001A1001A63L | 288 | DanTysk | Wind Offshore | 380
11WD2ONSO000218S | not found | 10Y1001A1001A63L | 288 | Offshore Windpark | Wind Offshore | 155
11WD2ORG-000347Q | not found | 10Y1001A1001A63L | 113 | Offshore-Windpark RIFFGAT | Wind Offshore | 155
11WD2BUSC0002637 | not found | 10Y1001A1001A63L | 352 | Kraftwerk Buschhaus | Fossil Brown coal/Lignite | 380
11WD2OTWB000266P | not found | 10Y1001A1001A63L | 200 | Windpark Trianel Borkum West | Wind Offshore | 380
11WD2NO2K000308Z | not found | 10Y1001A1001A63L | 333 | Nord 2 | Fossil Hard coal | 110
14W-E110352----K | not found | 10Y1001A1001A63L | 140 | Kraftwerk Feldsee | Hydro Pumped Storage | 110
11WD2OGTI000264J | not found | 10Y1001A1001A63L | 400 | Global Tech I | Wind Offshore | 380
11WD2OAMK000342L | not found | 10Y1001A1001A63L | 301 | Amrumbank West (EC&R) | Wind Offshore | 400
11WD4KWRHF5-S--Z | not found | 10Y1001A1001A63L | 100 | KW Rheinfelden DE | Hydro Run-of-river and poundage | 220
11WD4GKM-2CD7--7 | not found | 10Y1001A1001A63L | 691 | GKM AG Amprion | Fossil Hard coal | 220
11WD2WBNK000318M | not found | 10Y1001A1001A63L | 123 | HKW Nord | Fossil Hard coal | 110
11WD8HAVLXW---PM | not found | 10Y1001A1001A63L | 147 | Windpark Havelland | Wind Onshore | 380
11WD4KWLFB5-S--M | not found | 10Y1001A1001A63L | 106 | KW Laufenburg | Hydro Run-of-river and poundage | 220
11WD4GKM-2CD4--J | not found | 10Y1001A1001A63L | 1036 | GKM AG TNG | Fossil Hard coal | 220
11WD2OGW20003378 | not found | 10Y1001A1001A63L | 252 | Gode Wind II | Wind Offshore | 155
11WD2OBR1000278R | not found | 10Y1001A1001A63L | 312 | Borkum Riffgrund I | Wind Offshore | 155
14W-VOEST-KW---0 | not found | 10Y1001A1001A63L | 153 | voestalpine KW Linz | Fossil Gas | 110
11WD2WILK000286V | not found | 10Y1001A1001A63L | 726 | Kraftwerk Wilhelmshaven | Fossil Hard coal | 380
11WD8BALT3W---PS | not found | 10Y1001A1001A63L | 336.3 | Windpark Baltic 1 and 2 | Wind Offshore | 380
11WD4GKM-XCD0--3 | not found | 10Y1001A1001A63L | 244 | GKM AG DBEnergie | Fossil Hard coal | 110
11WD7MITB1C----N | not found | 10Y1001A1001A63L | 726 | Bexbach | Fossil Hard coal | 380
11WD2GKBB000334V | not found | 10Y1001A1001A63L | 450 | GKB Mittelsbueren | Fossil Gas | 110
14W-DRP-KW-----M | not found | 10Y1001A1001A63L | 430 | Reisseck 2 | Hydro Pumped Storage | 380
11WD2OWS0000352F | not found | 10Y1001A1001A63L | 248 | Sandbank | Wind Offshore | 380
11WD2OGW1000346F | not found | 10Y1001A1001A63L | 330 | Gode Wind I | Wind Offshore | 155
11W0-0000-0029-P | not found | 10Y1001A1001A63L | 332 | Windpark Nordsee One | Wind Offshore | 155
11WD2PLAT000267Z | not found | 10Y1001A1001A63L | 120 | Kraftwerk Plattling | Fossil Gas | 110
14W-KW-HMUHR---R | not found | 10Y1001A1001A63L | 107 | Kraftwerk Hintermuhr | Hydro Pumped Storage | 110
11WD2OBA1000349Z | not found | 10Y1001A1001A63L | 400 | Bard Offshore 1 | Wind Offshore | 155
11WD2OWVM000355S | not found | 10Y1001A1001A63L | 402 | Offshore-Windpark Veja Mate | Wind Offshore | 155
11W0-0000-0043-Z | not found | 10Y1001A1001A63L | 1052 | Datteln | Fossil Hard coal | 380
11W0-0000-0026-Y | not found | 10Y1001A1001A63L | 350 | Wikinger_Prod | Wind Offshore | 220
11W0-0000-0340-T | not found | 10Y1001A1001A82H | 167 | HKW Nord | Fossil Gas | 110
11WD7ELLE5X--KWV | not found | 10Y1001A1001A82H | 189.1 | Kraftwerk Flingern | Waste | 110
11WD7HERN2S--KWU | not found | 10Y1001A1001A82H | 460 | Herne | Fossil Hard coal | 220
11WD2KUET000160J | not found | 10Y1001A1001A82H | 289 | KW Kühtai | Hydro Pumped Storage | 220
11WD43VIWXHOILLM | not found | 10Y1001A1001A82H | 2142 | Vorarlberger Illwerke AG | Hydro Pumped Storage | 220
11WD2ERZH0002682 | not found | 10Y1001A1001A82H | 220 | PSW Erzhausen | Hydro Pumped Storage | 220
11WD2OAMK000342L | not found | 10Y1001A1001A82H | 301 | Amrumbank West | Wind Offshore | 400
11WD7LUDW5GSUEDE | not found | 10Y1001A1001A82H | 345 | GuD Ludwigshafen Süd | Fossil Gas | 110
11W0-0000-0029-P | not found | 10Y1001A1001A82H | 332 | Windpark Nordsee One | Wind Offshore | 155
11WD4HLBR1CS---A | not found | 10Y1001A1001A82H | 778 | HKW Heilbronn | Fossil Hard coal | 380
11WD4SWSW5HD4--R | not found | 10Y1001A1001A82H | 258 | Schluchseewerk AG | Hydro Pumped Storage | 220
11WD7BRAU5G-KW-N | not found | 10Y1001A1001A82H | 562 | GuD Dormagen | Fossil Gas | 110
11WD7NORF5G--KWG | not found | 10Y1001A1001A82H | 1145 | Kraftwerk Lausward | Fossil Gas | 110
11WD4KWRHF5-S--Z | not found | 10Y1001A1001A82H | 100 | KW Rheinfelden DE | Hydro Run-of-river and poundage | 220
11WD4GKM-2CD7--7 | not found | 10Y1001A1001A82H | 691.7 | GKM AG Amprion | Fossil Hard coal | 220
11WD2BHAF000272F | not found | 10Y1001A1001A82H | 300 | KW Hafen | Fossil Hard coal | 110
11WD2PLAT000267Z | not found | 10Y1001A1001A82H | 120 | Kraftwerk Plattling | Fossil Gas | 110
11WD4WALK5G----E | not found | 10Y1001A1001A82H | 136 | Kraftwerk Walheim | Fossil Oil | 110
11WD8DRES5X---PZ | not found | 10Y1001A1001A82H | 260 | GTHKW Nossener Bruecke | Fossil Gas | 110
11WD2GKBB000334V | not found | 10Y1001A1001A82H | 450 | GKB Mittelsbueren | Fossil Gas | 110
11WD7GARE5X-PSWB | not found | 10Y1001A1001A82H | 140 | PSW-ROENK-KW | Hydro Pumped Storage | 110
11WD2INGO0001783 | not found | 10Y1001A1001A82H | 772 | Ingolstadt | Fossil Oil | 220
11WD2ZOLL0002880 | not found | 10Y1001A1001A82H | 472 | Kraftwerk Zolling | Fossil Hard coal | 380
11WD7KWKN1GBL203 | not found | 10Y1001A1001A82H | 426 | Knapsack 2 | Fossil Gas | 380
11WD2GEBE000177K | not found | 10Y1001A1001A82H | 823 | Franken I | Fossil Gas | 110
11WD2WBNK000318M | not found | 10Y1001A1001A82H | 123 | HKW Nord | Fossil Hard coal | 110
11WD8HAVLXW---PM | not found | 10Y1001A1001A82H | 147 | Windpark Havelland | Wind Onshore | 380
11WD4KWLFB5-S--M | not found | 10Y1001A1001A82H | 106 | KW Laufenburg | Hydro Run-of-river and poundage | 220
11WD7WEIS-B-KW-C | not found | 10Y1001A1001A82H | 2389 | Weisweiler | Fossil Brown coal/Lignite | 380
11WD7IBBE2S--KW6 | not found | 10Y1001A1001A82H | 791 | Ibbenbüren | Fossil Hard coal | 380
11WD4MUST5G----B | not found | 10Y1001A1001A82H | 178.9 | HKW Stuttgart-Münster | Waste | 110
11WD2BHAS000271O | not found | 10Y1001A1001A82H | 119 | KW Hastedt | Fossil Hard coal | 110
11WD8MOOR1C----G | not found | 10Y1001A1001A82H | 1600 | HKW Moorburg | Fossil Hard coal | 110
11WD2LIND5G----6 | not found | 10Y1001A1001A82H | 230 | GKW Linden (GKL) | Fossil Gas | 110
11WD4GKM-2CD4--J | not found | 10Y1001A1001A82H | 1037.3 | GKM AG TNG | Fossil Hard coal | 220
11WD2GHKW000296G | not found | 10Y1001A1001A82H | 1360 | Grohnde | Nuclear | 380
11WD4WEHR1HS---G | not found | 10Y1001A1001A82H | 455 | Schluchseewerk AG | Hydro Pumped Storage | 220
11WD2KIKW000301W | not found | 10Y1001A1001A82H | 323 | Kiel | Fossil Hard coal | 220
11WD2SUE1000099L | not found | 10Y1001A1001A82H | 298 | Sued GuD1 | Fossil Gas | 110
14W-DRX-WP-KW--S | not found | 10Y1001A1001A82H | 116.7 | UW Druxberge | Wind Onshore | 110
11WD7RHAU5G-3--3 | not found | 10Y1001A1001A82H | 274 | HKW III | Fossil Gas | 110
11WD7LUDW2GA800M | not found | 10Y1001A1001A82H | 412 | GuD Ludwigshafen Mitte | Fossil Gas | 220
11WD7KWHU----KW9 | not found | 10Y1001A1001A82H | 746 | KW Lünen | Fossil Hard coal | 380
11WD8TIEF5X----V | not found | 10Y1001A1001A82H | 316 | HKW Tiefstack | Fossil Hard coal | 110
11WD2W2--0002757 | not found | 10Y1001A1001A82H | 480 | Waldeck II | Hydro Pumped Storage | 380
11WD2BUKW000310A | not found | 10Y1001A1001A82H | 120 | Burghausen_GT | Fossil Gas | 110
11WD2SRKW000345J | not found | 10Y1001A1001A82H | 181 | HKW-Nürnberg-Sandreuth | Fossil Gas | 110
11WD8KLIN5X----0 | not found | 10Y1001A1001A82H | 164 | HKW Klingenberg | Fossil Gas | 110
11WD8MITT5G----0 | not found | 10Y1001A1001A82H | 444 | HKW Mitte | Fossil Gas | 110
11WD2HERR5GKW--1 | not found | 10Y1001A1001A82H | 100 | KW Herrenhausen (KWH) | Fossil Gas | 110
11WD2OGW20003378 | not found | 10Y1001A1001A82H | 252 | Gode Wind II | Wind Offshore | 155
11WD8BOXB1L----J | not found | 10Y1001A1001A82H | 2470 | KW Boxberg | Fossil Brown coal/Lignite | 380
11WD8LICH5G----1 | not found | 10Y1001A1001A82H | 144 | HKW Lichterfelde | Fossil Gas | 110
11WD4SWSW5HD7--F | not found | 10Y1001A1001A82H | 870 | Schluchsee | Hydro Pumped Storage | 380
11WD7EMSL-G-KW-T | not found | 10Y1001A1001A82H | 1820 | Emsland | Fossil Gas | 380
11WD2STAU0001800 | not found | 10Y1001A1001A82H | 1132 | Staudinger | Fossil Gas | 380
11WD8SCHW5X----D | not found | 10Y1001A1001A82H | 359 | Industriekraftwerk PCK | Fossil Oil | 110
11WD8SWPU1L----5 | not found | 10Y1001A1001A82H | 1510 | KW Schwarze Pumpe | Fossil Brown coal/Lignite | 380
11WD8GOLD1H----6 | not found | 10Y1001A1001A82H | 1060 | PSW Goldisthal | Hydro Pumped Storage | 380
11WD8GEHA5H----R | not found | 10Y1001A1001A82H | 120 | PSW Geesthacht | Hydro Pumped Storage | 110
11WD7SCHO-S--KWW | not found | 10Y1001A1001A82H | 690 | Scholven | Fossil Hard coal | 380
11WD8LIPD1L----P | not found | 10Y1001A1001A82H | 1782 | KW Lippendorf | Fossil Brown coal/Lignite | 380
11WD2HEKW000297X | not found | 10Y1001A1001A82H | 875 | Heyden | Fossil Hard coal | 380
11WD2SUE2000103B | not found | 10Y1001A1001A82H | 400 | Sued GuD2 | Fossil Gas | 110
11WD7WEST1S-KW-K | not found | 10Y1001A1001A82H | 780 | Westfalen | Fossil Hard coal | 380
11WD8WED15C----Q | not found | 10Y1001A1001A82H | 250 | HKW Wedel | Fossil Hard coal | 110
11WD2OBR1000278R | not found | 10Y1001A1001A82H | 312 | Borkum Riffgrund I | Wind Offshore | 155
11WD7HUCK2G--KWR | not found | 10Y1001A1001A82H | 600 | Huckingen (HKM) | Fossil Coal-derived gas | 220
11WD2BMIT0002731 | not found | 10Y1001A1001A82H | 176 | KW Mittelsbueren | Fossil Gas | 110
11WD8REUW1C----4 | not found | 10Y1001A1001A82H | 564 | HKW Reuter West | Fossil Hard coal | 380
11WD8ROST1C---P5 | not found | 10Y1001A1001A82H | 514 | Kraftwerk Rostock | Fossil Hard coal | 380
11WD2ODTK000336Y | not found | 10Y1001A1001A82H | 288 | DanTysk | Wind Offshore | 380
11WD8CHAR5X----K | not found | 10Y1001A1001A82H | 146 | Charlottenburg | Fossil Gas | 110
11WD2HANN5C----0 | not found | 10Y1001A1001A82H | 272 | GKW Hannover (GKH) | Fossil Hard coal | 110
11WD2SILT000157E | not found | 10Y1001A1001A82H | 500 | KW Silz | Hydro Water Reservoir | 220
11WD7UCHT5XROSOK | not found | 10Y1001A1001A82H | 125 | Kraftwerk Römerbrücke | Fossil Gas | 110
11WD72VIA2H-KW-0 | not found | 10Y1001A1001A82H | 1294 | Vianden | Hydro Pumped Storage | 220
11WD2ONSO000218S | not found | 10Y1001A1001A82H | 288 | Offshore Windpark | Wind Offshore | 155
11WD4IFFE5G----Z | not found | 10Y1001A1001A82H | 146 | Rheinkraftwerk Iffezheim | Hydro Run-of-river and poundage | 110
11W0-0000-0130-6 | not found | 10Y1001A1001A82H | 450 | Borkum Riffgrund II | Wind Offshore | 155
11WD7ENSD5SKW3-E | not found | 10Y1001A1001A82H | 283 | Ensdorf | Fossil Hard coal | 110
11WD8SCHK1L----O | not found | 10Y1001A1001A82H | 900 | Schkopau | Fossil Brown coal/Lignite | 380
11WD2MEHR2CSWH-O | not found | 10Y1001A1001A82H | 690 | KW Mehrum (KWM) | Fossil Hard coal | 220
11WD7KWKN----KW1 | not found | 10Y1001A1001A82H | 784 | Knapsack 1 | Fossil Gas | 380
11WD7NIED-B-KW-5 | not found | 10Y1001A1001A82H | 2795 | Niederaußem | Fossil Brown coal/Lignite | 380
11WD8MARK1H----7 | not found | 10Y1001A1001A82H | 960 | PSW Markersbach | Hydro Pumped Storage | 380
11WD2WBWK000317H | not found | 10Y1001A1001A82H | 277 | HKW West | Fossil Hard coal | 110
11WD8MOAB5X----5 | not found | 10Y1001A1001A82H | 140 | Moabit | Fossil Hard coal | 110
11WD7NEUR-B-KW-B | not found | 10Y1001A1001A82H | 4212 | Neurath | Fossil Brown coal/Lignite | 380
11WD2BUSC0002637 | not found | 10Y1001A1001A82H | 352 | Kraftwerk Buschhaus | Fossil Brown coal/Lignite | 380
11WD2BRKW000294C | not found | 10Y1001A1001A82H | 1410 | Brokdorf | Nuclear | 380
11WD8HOH22H----1 | not found | 10Y1001A1001A82H | 320 | PSW Hohenwarte II | Hydro Pumped Storage | 220
11WD4SAEK2HS---S | not found | 10Y1001A1001A82H | 180 | Schluchseewerk AG | Hydro Pumped Storage | 220
11WD4AL1KU1-S--E | not found | 10Y1001A1001A82H | 595 | HKW Altbach/Deizisau | Fossil Hard coal | 380
11WD7ENSD2SKW1-4 | not found | 10Y1001A1001A82H | 106 | Kraftwerk Ensdorf | Fossil Hard coal | 220
11WD2WILK000286V | not found | 10Y1001A1001A82H | 726 | Kraftwerk Wilhelmshaven | Fossil Hard coal | 380
11WD2HUKW000298J | not found | 10Y1001A1001A82H | 321 | Huntorf | Fossil Gas | 220
11WD4GKNK1S----S | not found | 10Y1001A1001A82H | 1320 | Kernkraftwerk Neckarwestheim | Nuclear | 380
11WD4KKP21N-S--O | not found | 10Y1001A1001A82H | 1402 | KKW Philippsburg | Nuclear | 380
11WD2FARK000287K | not found | 10Y1001A1001A82H | 350 | Kraftwerk Farge | Fossil Hard coal | 380
11WD2OWS0000352F | not found | 10Y1001A1001A82H | 288 | Sandbank | Wind Offshore | 380
11WD2NO2K000308Z | not found | 10Y1001A1001A82H | 373 | Nord 2 | Fossil Hard coal | 110
11WD2ISKW000299Q | not found | 10Y1001A1001A82H | 1410 | Isar 2 | Nuclear | 380
11WD2FFW-000203E | not found | 10Y1001A1001A82H | 267 | HKW West | Fossil Gas | 110
11WD8BALT3W---PS | not found | 10Y1001A1001A82H | 336.3 | Windpark Baltic 1 and 2 | Wind Offshore | 380
11WD2OGW1000346F | not found | 10Y1001A1001A82H | 332 | Gode Wind I | Wind Offshore | 155
11WD4DAXLA-S---T | not found | 10Y1001A1001A82H | 1347 | Rheinhafen-Dampfkraftwerk Karlsruhe | Fossil Hard coal | 380
11WD4GKM-XCD0--3 | not found | 10Y1001A1001A82H | 254 | GKM AG DBEnergie | Fossil Hard coal | 110
11WD2WI1K000303F | not found | 10Y1001A1001A82H | 757 | Wilhelmshaven | Fossil Hard coal | 220
11WD8REUT5X----M | not found | 10Y1001A1001A82H | 160 | HKW Reuter | Fossil Hard coal | 110
11WD7STUM----KW9 | not found | 10Y1001A1001A82H | 850 | KW Hamm-Uentrop | Fossil Gas | 380
11WD2IRSC000179N | not found | 10Y1001A1001A82H | 1822 | Irsching | Fossil Gas | 380
11WD2OBA1000349Z | not found | 10Y1001A1001A82H | 400 | WP Bard Offshore 1 | Wind Offshore | 155
11WD7KRBG1K-KW-V | not found | 10Y1001A1001A82H | 1288 | Gundremmingen | Nuclear | 380
11WD7KOEP2P--KWG | not found | 10Y1001A1001A82H | 162 | Koepchenwerk | Hydro Pumped Storage | 380
11WD7KKE-1K--KW5 | not found | 10Y1001A1001A82H | 1336 | Emsland | Nuclear | 380
11WD7GERS-X-KW-C | not found | 10Y1001A1001A82H | 1948 | Gersteinwerk | Fossil Gas | 380
11WD8JAEN1L----Z | not found | 10Y1001A1001A82H | 2500 | KW Jänschwalde | Fossil Brown coal/Lignite | 380
11WD8WILM5O----7 | not found | 10Y1001A1001A82H | 276 | Wilmersdorf | Fossil Oil | 110
11WD2OWME000351X | not found | 10Y1001A1001A82H | 288 | OWP Meerwind Süd¦Ost | Wind Offshore | 380
11W0-0000-0170-R | not found | 10Y1001A1001A82H | 112 | Windpark Albatros | Wind Offshore | 380
11W0-0000-0152-T | not found | 10Y1001A1001A82H | 378 | Arkona | Wind Offshore | 380
11W0-0000-0162-P | not found | 10Y1001A1001A82H | 190.4 | Küstenkraftwerk | Fossil Gas | 110
11W0-0000-0169-4 | not found | 10Y1001A1001A82H | 497 | Windpark Hohe See | Wind Offshore | 380
11WD2OWVM000355S | not found | 10Y1001A1001A82H | 402 | Offshore-Windpark Veja Mate | Wind Offshore | 155
11W0-0000-0043-Z | not found | 10Y1001A1001A82H | 1052 | Datteln | Fossil Hard coal | 380